## Technical Data
Parameter | Input | Unit | Description | Reference
PV_Efficiency | 0.21 |  | SPR-X21-335-BLK solar panel
battery_type | Lithium-ion |  |  |  | s
discharge_rate | 0.9
charge_rate | 0.9
initial_storage | 2300 | kWh

## Irradiance
Irradiance 2000-2020 | Unit
0 | kW/ha
0 | kW/ha
0 | kW/ha
0 | kW/ha
0 | kW/ha
0 | kW/ha
0 | kW/ha
0 | kW/ha
15.2337 | kW/ha
77.4656 | kW/ha
164.3542 | kW/ha
212.5588 | kW/ha
215.4177 | kW/ha
188.5691 | kW/ha
113.4771 | kW/ha
33.4212 | kW/ha
3.532 | kW/ha
0 | kW/ha
0 | kW/ha
0 | kW/ha
0 | kW/ha
0 | kW/ha
0 | kW/ha
0 | kW/ha
0 | kW/ha
0 | kW/ha
0 | kW/ha
0 | kW/ha
0 | kW/ha
0 | kW/ha
0 | kW/ha
0 | kW/ha
12.3731 | kW/ha
55.1586 | kW/ha
121.3663 | kW/ha
178.9925 | kW/ha
195.9261 | kW/ha
166.4802 | kW/ha
100.8243 | kW/ha
34.3779 | kW/ha
4.5193 | kW/ha
0 | kW/ha
0 | kW/ha
0 | kW/ha
0 | kW/ha
0 | kW/ha
0 | kW/ha
0 | kW/ha
0 | kW/ha
0 | kW/ha
0 | kW/ha
0 | kW/ha
0 | kW/ha
0 | kW/ha
0 | kW/ha
0 | kW/ha
14.6626 | kW/ha
62.6207 | kW/ha
125.572 | kW/ha
170.6305 | kW/ha
183.1671 | kW/ha
155.3556 | kW/ha
90.4779 | kW/ha
28.038 | kW/ha
2.7652 | kW/ha
0 | kW/ha
0 | kW/ha
0 | kW/ha
0 | kW/ha
0 | kW/ha
0 | kW/ha
0 | kW/ha
0 | kW/ha
0 | kW/ha
0 | kW/ha
0 | kW/ha
0 | kW/ha
0 | kW/ha
0 | kW/ha
0 | kW/ha
13.1099 | kW/ha
65.7548 | kW/ha
132.0461 | kW/ha
169.1526 | kW/ha
174.6746 | kW/ha
141.4551 | kW/ha
81.8421 | kW/ha
28.9777 | kW/ha
3.6674 | kW/ha
0 | kW/ha
0 | kW/ha
0 | kW/ha
0 | kW/ha
0 | kW/ha
0 | kW/ha
0 | kW/ha
0 | kW/ha
0 | kW/ha
0 | kW/ha
0 | kW/ha
0 | kW/ha
0 | kW/ha
0 | kW/ha
0 | kW/ha
12.9843 | kW/ha
59.697 | kW/ha
123.4003 | kW/ha
177.3595 | kW/ha
191.7674 | kW/ha
153.4152 | kW/ha
90.8067 | kW/ha
32.7305 | kW/ha
4.2437 | kW/ha
0 | kW/ha
0 | kW/ha
0 | kW/ha
0 | kW/ha
0 | kW/ha
0 | kW/ha
0 | kW/ha
0 | kW/ha
0 | kW/ha
0 | kW/ha
0 | kW/ha
0 | kW/ha
0 | kW/ha
0 | kW/ha
0 | kW/ha
13.5436 | kW/ha
58.2364 | kW/ha
118.1823 | kW/ha
167.7921 | kW/ha
186.0914 | kW/ha
160.0855 | kW/ha
94.6538 | kW/ha
26.9915 | kW/ha
0.6343 | kW/ha
0 | kW/ha
0 | kW/ha
0 | kW/ha
0 | kW/ha
0 | kW/ha
0 | kW/ha
0 | kW/ha
0 | kW/ha
0 | kW/ha
0 | kW/ha
0 | kW/ha
0 | kW/ha
0 | kW/ha
0 | kW/ha
0.11616 | kW/ha
14.5156 | kW/ha
78.1409 | kW/ha
167.8347 | kW/ha
222.44 | kW/ha
229.7656 | kW/ha
193.3207 | kW/ha
119.5901 | kW/ha
38.5332 | kW/ha
0.84503 | kW/ha
0 | kW/ha
0 | kW/ha
0 | kW/ha
0 | kW/ha
0 | kW/ha
0 | kW/ha
0 | kW/ha
0 | kW/ha
0 | kW/ha
0 | kW/ha
0 | kW/ha
0 | kW/ha
0 | kW/ha
0 | kW/ha
0.11781 | kW/ha
14.851 | kW/ha
65.8013 | kW/ha
138.9222 | kW/ha
202.3069 | kW/ha
223.4564 | kW/ha
185.571 | kW/ha
112.6641 | kW/ha
37.7457 | kW/ha
1.6491 | kW/ha
0 | kW/ha
0 | kW/ha
0 | kW/ha
0 | kW/ha
0 | kW/ha
0 | kW/ha
0 | kW/ha
0 | kW/ha
0 | kW/ha
0 | kW/ha
0 | kW/ha
0 | kW/ha
0 | kW/ha
0 | kW/ha
0.23333 | kW/ha
17.7014 | kW/ha
83.6014 | kW/ha
171.2787 | kW/ha
234.9268 | kW/ha
251.0602 | kW/ha
209.8601 | kW/ha
131.0545 | kW/ha
44.8413 | kW/ha
2.3681 | kW/ha
0 | kW/ha
0 | kW/ha
0 | kW/ha
0 | kW/ha
0 | kW/ha
0 | kW/ha
0 | kW/ha
0 | kW/ha
0 | kW/ha
0 | kW/ha
0 | kW/ha
0 | kW/ha
0 | kW/ha
0 | kW/ha
0.11564 | kW/ha
14.4121 | kW/ha
58.759 | kW/ha
120.0325 | kW/ha
158.6847 | kW/ha
163.7081 | kW/ha
154.0923 | kW/ha
112.0713 | kW/ha
42.4285 | kW/ha
3.856 | kW/ha
0 | kW/ha
0 | kW/ha
0 | kW/ha
0 | kW/ha
0 | kW/ha
0 | kW/ha
0 | kW/ha
0 | kW/ha
0 | kW/ha
0 | kW/ha
0 | kW/ha
0 | kW/ha
0 | kW/ha
0 | kW/ha
0.11676 | kW/ha
16.0838 | kW/ha
72.7273 | kW/ha
145.9953 | kW/ha
191.9614 | kW/ha
200.1536 | kW/ha
167.4523 | kW/ha
107.2111 | kW/ha
40.9262 | kW/ha
3.7401 | kW/ha
0 | kW/ha
0 | kW/ha
0 | kW/ha
0 | kW/ha
0 | kW/ha
0 | kW/ha
0 | kW/ha
0 | kW/ha
0 | kW/ha
0 | kW/ha
0 | kW/ha
0 | kW/ha
0 | kW/ha
0 | kW/ha
0.23351 | kW/ha
18.1268 | kW/ha
84.8008 | kW/ha
172.7171 | kW/ha
228.8968 | kW/ha
242.9159 | kW/ha
207.3572 | kW/ha
133.1695 | kW/ha
50.8252 | kW/ha
5.1841 | kW/ha
0 | kW/ha
0 | kW/ha
0 | kW/ha
0 | kW/ha
0 | kW/ha
0 | kW/ha
0 | kW/ha
0 | kW/ha
0 | kW/ha
0 | kW/ha
0 | kW/ha
0 | kW/ha
0 | kW/ha
0 | kW/ha
0.12145 | kW/ha
18.3327 | kW/ha
82.2192 | kW/ha
163.8387 | kW/ha
219.5778 | kW/ha
249.7644 | kW/ha
222.2909 | kW/ha
137.6586 | kW/ha
51.0826 | kW/ha
5.6976 | kW/ha
0 | kW/ha
0 | kW/ha
0 | kW/ha
0 | kW/ha
0 | kW/ha
0 | kW/ha
0 | kW/ha
0 | kW/ha
0 | kW/ha
0 | kW/ha
0 | kW/ha
0 | kW/ha
0 | kW/ha
0 | kW/ha
0.47401 | kW/ha
19.6893 | kW/ha
78.9538 | kW/ha
162.6101 | kW/ha
227.2952 | kW/ha
232.4971 | kW/ha
180.0902 | kW/ha
109.5558 | kW/ha
43.5544 | kW/ha
6.0153 | kW/ha
0 | kW/ha
0 | kW/ha
0 | kW/ha
0 | kW/ha
0 | kW/ha
0 | kW/ha
0 | kW/ha
0 | kW/ha
0 | kW/ha
0 | kW/ha
0 | kW/ha
0 | kW/ha
0 | kW/ha
0 | kW/ha
0.83344 | kW/ha
24.8923 | kW/ha
97.6444 | kW/ha
199.2992 | kW/ha
281.3967 | kW/ha
317.0736 | kW/ha
279.5959 | kW/ha
175.0309 | kW/ha
64.7866 | kW/ha
7.9611 | kW/ha
0 | kW/ha
0 | kW/ha
0 | kW/ha
0 | kW/ha
0 | kW/ha
0 | kW/ha
0 | kW/ha
0 | kW/ha
0 | kW/ha
0 | kW/ha
0 | kW/ha
0 | kW/ha
0 | kW/ha
0 | kW/ha
0.71133 | kW/ha
20.1477 | kW/ha
78.7938 | kW/ha
150.7649 | kW/ha
195.7675 | kW/ha
214.0065 | kW/ha
204.7769 | kW/ha
142.5189 | kW/ha
55.3236 | kW/ha
7.9351 | kW/ha
0 | kW/ha
0 | kW/ha
0 | kW/ha
0 | kW/ha
0 | kW/ha
0 | kW/ha
0 | kW/ha
0 | kW/ha
0 | kW/ha
0 | kW/ha
0 | kW/ha
0 | kW/ha
0 | kW/ha
0 | kW/ha
1.2978 | kW/ha
23.7112 | kW/ha
90.596 | kW/ha
187.2314 | kW/ha
274.5355 | kW/ha
293.301 | kW/ha
239.0094 | kW/ha
149.7417 | kW/ha
58.5124 | kW/ha
9.9658 | kW/ha
0 | kW/ha
0 | kW/ha
0 | kW/ha
0 | kW/ha
0 | kW/ha
0 | kW/ha
0 | kW/ha
0 | kW/ha
0 | kW/ha
0 | kW/ha
0 | kW/ha
0 | kW/ha
0 | kW/ha
0 | kW/ha
0.59492 | kW/ha
23.9882 | kW/ha
83.0204 | kW/ha
152.5868 | kW/ha
219.4991 | kW/ha
263.8386 | kW/ha
237.647 | kW/ha
158.8032 | kW/ha
69.2962 | kW/ha
10.8407 | kW/ha
0 | kW/ha
0 | kW/ha
0 | kW/ha
0 | kW/ha
0 | kW/ha
0 | kW/ha
0 | kW/ha
0 | kW/ha
0 | kW/ha
0 | kW/ha
0 | kW/ha
0 | kW/ha
0 | kW/ha
0 | kW/ha
1.3105 | kW/ha
26.5711 | kW/ha
91.9045 | kW/ha
160.6069 | kW/ha
216.8071 | kW/ha
254.5038 | kW/ha
224.0537 | kW/ha
142.88 | kW/ha
60.3479 | kW/ha
9.8618 | kW/ha
0 | kW/ha
0 | kW/ha
0 | kW/ha
0 | kW/ha
0 | kW/ha
0 | kW/ha
0 | kW/ha
0 | kW/ha
0 | kW/ha
0 | kW/ha
0 | kW/ha
0 | kW/ha
0 | kW/ha
0 | kW/ha
1.0696 | kW/ha
21.6512 | kW/ha
94.6559 | kW/ha
201.5744 | kW/ha
277.5822 | kW/ha
278.2262 | kW/ha
222.6997 | kW/ha
148.3703 | kW/ha
66.8859 | kW/ha
13.0712 | kW/ha
0 | kW/ha
0 | kW/ha
0 | kW/ha
0 | kW/ha
0 | kW/ha
0 | kW/ha
0 | kW/ha
0 | kW/ha
0 | kW/ha
0 | kW/ha
0 | kW/ha
0 | kW/ha
0 | kW/ha
0 | kW/ha
1.6682 | kW/ha
28.1309 | kW/ha
99.9705 | kW/ha
197.3212 | kW/ha
269.2209 | kW/ha
282.2017 | kW/ha
243.1937 | kW/ha
166.3279 | kW/ha
72.7868 | kW/ha
12.8585 | kW/ha
0 | kW/ha
0 | kW/ha
0 | kW/ha
0 | kW/ha
0 | kW/ha
0 | kW/ha
0 | kW/ha
0 | kW/ha
0 | kW/ha
0 | kW/ha
0 | kW/ha
0 | kW/ha
0 | kW/ha
0 | kW/ha
1.3069 | kW/ha
22.8007 | kW/ha
77.3286 | kW/ha
148.5526 | kW/ha
208.6943 | kW/ha
237.4764 | kW/ha
222.1434 | kW/ha
153.9731 | kW/ha
65.5605 | kW/ha
12.2309 | kW/ha
0 | kW/ha
0 | kW/ha
0 | kW/ha
0 | kW/ha
0 | kW/ha
0 | kW/ha
0 | kW/ha
0 | kW/ha
0 | kW/ha
0 | kW/ha
0 | kW/ha
0 | kW/ha
0 | kW/ha
0 | kW/ha
2.1343 | kW/ha
31.1178 | kW/ha
102.7382 | kW/ha
193.7229 | kW/ha
261.5291 | kW/ha
277.4628 | kW/ha
257.3436 | kW/ha
184.0055 | kW/ha
78.8959 | kW/ha
16.332 | kW/ha
0 | kW/ha
0 | kW/ha
0 | kW/ha
0 | kW/ha
0 | kW/ha
0 | kW/ha
0 | kW/ha
0 | kW/ha
0 | kW/ha
0 | kW/ha
0 | kW/ha
0 | kW/ha
0 | kW/ha
0 | kW/ha
2.158 | kW/ha
33.5969 | kW/ha
116.7052 | kW/ha
225.1757 | kW/ha
294.5589 | kW/ha
292.1441 | kW/ha
247.3179 | kW/ha
167.4935 | kW/ha
73.5407 | kW/ha
15.988 | kW/ha
0.11763 | kW/ha
0 | kW/ha
0 | kW/ha
0 | kW/ha
0 | kW/ha
0 | kW/ha
0 | kW/ha
0 | kW/ha
0 | kW/ha
0 | kW/ha
0 | kW/ha
0 | kW/ha
0 | kW/ha
0 | kW/ha
2.6242 | kW/ha
32.341 | kW/ha
108.0507 | kW/ha
211.4636 | kW/ha
277.1571 | kW/ha
282.2386 | kW/ha
241.8942 | kW/ha
169.0768 | kW/ha
81.8709 | kW/ha
16.4769 | kW/ha
0 | kW/ha
0 | kW/ha
0 | kW/ha
0 | kW/ha
0 | kW/ha
0 | kW/ha
0 | kW/ha
0 | kW/ha
0 | kW/ha
0 | kW/ha
0 | kW/ha
0 | kW/ha
0 | kW/ha
0 | kW/ha
3.0718 | kW/ha
31.4189 | kW/ha
97.1809 | kW/ha
184.2503 | kW/ha
245.2393 | kW/ha
274.3809 | kW/ha
254.2188 | kW/ha
179.1303 | kW/ha
89.7433 | kW/ha
20.391 | kW/ha
0.1174 | kW/ha
0 | kW/ha
0 | kW/ha
0 | kW/ha
0 | kW/ha
0 | kW/ha
0 | kW/ha
0 | kW/ha
0 | kW/ha
0 | kW/ha
0 | kW/ha
0 | kW/ha
0 | kW/ha
0 | kW/ha
2.4948 | kW/ha
35.8604 | kW/ha
125.6256 | kW/ha
238.6403 | kW/ha
326.0023 | kW/ha
336.3952 | kW/ha
291.6551 | kW/ha
218.8971 | kW/ha
109.455 | kW/ha
26.1421 | kW/ha
0.70238 | kW/ha
0 | kW/ha
0 | kW/ha
0 | kW/ha
0 | kW/ha
0 | kW/ha
0 | kW/ha
0 | kW/ha
0 | kW/ha
0 | kW/ha
0 | kW/ha
0 | kW/ha
0 | kW/ha
0 | kW/ha
3.1791 | kW/ha
35.8155 | kW/ha
111.4846 | kW/ha
208.7302 | kW/ha
274.975 | kW/ha
286.3681 | kW/ha
249.5225 | kW/ha
187.5036 | kW/ha
102.1066 | kW/ha
23.3246 | kW/ha
0.47428 | kW/ha
0 | kW/ha
0 | kW/ha
0 | kW/ha
0 | kW/ha
0 | kW/ha
0 | kW/ha
0 | kW/ha
0 | kW/ha
0 | kW/ha
0 | kW/ha
0 | kW/ha
0 | kW/ha
0 | kW/ha
4.0042 | kW/ha
48.8376 | kW/ha
157.7139 | kW/ha
278.2448 | kW/ha
357.0703 | kW/ha
372.874 | kW/ha
318.4106 | kW/ha
226.4667 | kW/ha
114.5662 | kW/ha
26.1669 | kW/ha
0.82495 | kW/ha
0 | kW/ha
0 | kW/ha
0 | kW/ha
0 | kW/ha
0 | kW/ha
0 | kW/ha
0 | kW/ha
0 | kW/ha
0 | kW/ha
0 | kW/ha
0 | kW/ha
0 | kW/ha
0 | kW/ha
3.6252 | kW/ha
41.6354 | kW/ha
126.9854 | kW/ha
235.3444 | kW/ha
312.4059 | kW/ha
333.4905 | kW/ha
291.8153 | kW/ha
199.8521 | kW/ha
99.8304 | kW/ha
25.2876 | kW/ha
0.9478 | kW/ha
0 | kW/ha
0 | kW/ha
0 | kW/ha
0 | kW/ha
0 | kW/ha
0 | kW/ha
0 | kW/ha
0 | kW/ha
0 | kW/ha
0 | kW/ha
0 | kW/ha
0 | kW/ha
0 | kW/ha
3.4553 | kW/ha
46.2864 | kW/ha
128.0345 | kW/ha
224.1789 | kW/ha
300.5752 | kW/ha
345.2148 | kW/ha
325.0238 | kW/ha
224.7051 | kW/ha
109.565 | kW/ha
27.8045 | kW/ha
1.536 | kW/ha
0 | kW/ha
0 | kW/ha
0 | kW/ha
0 | kW/ha
0 | kW/ha
0 | kW/ha
0 | kW/ha
0 | kW/ha
0 | kW/ha
0 | kW/ha
0 | kW/ha
0 | kW/ha
0 | kW/ha
0.58282 | kW/ha
38.3102 | kW/ha
127.2357 | kW/ha
237.9012 | kW/ha
312.5614 | kW/ha
333.2874 | kW/ha
305.292 | kW/ha
224.2081 | kW/ha
116.304 | kW/ha
30.4952 | kW/ha
2.2262 | kW/ha
0 | kW/ha
0 | kW/ha
0 | kW/ha
0 | kW/ha
0 | kW/ha
0 | kW/ha
0 | kW/ha
0 | kW/ha
0 | kW/ha
0 | kW/ha
0 | kW/ha
0 | kW/ha
0 | kW/ha
1.4515 | kW/ha
52.7668 | kW/ha
173.2296 | kW/ha
305.4838 | kW/ha
401.618 | kW/ha
428.2127 | kW/ha
379.5305 | kW/ha
278.7363 | kW/ha
148.3844 | kW/ha
41.1421 | kW/ha
2.1277 | kW/ha
0 | kW/ha
0 | kW/ha
0 | kW/ha
0 | kW/ha
0 | kW/ha
0 | kW/ha
0 | kW/ha
0 | kW/ha
0 | kW/ha
0 | kW/ha
0 | kW/ha
0 | kW/ha
0 | kW/ha
2.8746 | kW/ha
47.0536 | kW/ha
126.4857 | kW/ha
208.7263 | kW/ha
282.0374 | kW/ha
318.4257 | kW/ha
300.1674 | kW/ha
228.4114 | kW/ha
123.4317 | kW/ha
34.3801 | kW/ha
2.0003 | kW/ha
0 | kW/ha
0 | kW/ha
0 | kW/ha
0 | kW/ha
0 | kW/ha
0 | kW/ha
0 | kW/ha
0 | kW/ha
0 | kW/ha
0 | kW/ha
0 | kW/ha
0 | kW/ha
0 | kW/ha
2.9753 | kW/ha
46.7428 | kW/ha
137.8064 | kW/ha
233.8819 | kW/ha
310.4414 | kW/ha
351.4114 | kW/ha
335.157 | kW/ha
251.1701 | kW/ha
132.3314 | kW/ha
38.6761 | kW/ha
3.1708 | kW/ha
0 | kW/ha
0 | kW/ha
0 | kW/ha
0 | kW/ha
0 | kW/ha
0 | kW/ha
0 | kW/ha
0 | kW/ha
0 | kW/ha
0 | kW/ha
0 | kW/ha
0 | kW/ha
0 | kW/ha
3.8187 | kW/ha
52.7714 | kW/ha
154.0333 | kW/ha
251.6404 | kW/ha
321.125 | kW/ha
345.6947 | kW/ha
326.7269 | kW/ha
245.4633 | kW/ha
123.4884 | kW/ha
36.8062 | kW/ha
3.1838 | kW/ha
0 | kW/ha
0 | kW/ha
0 | kW/ha
0 | kW/ha
0 | kW/ha
0 | kW/ha
0 | kW/ha
0 | kW/ha
0 | kW/ha
0 | kW/ha
0 | kW/ha
0 | kW/ha
0 | kW/ha
6.467 | kW/ha
69.5169 | kW/ha
192.7788 | kW/ha
310.464 | kW/ha
369.7827 | kW/ha
376.4213 | kW/ha
348.7678 | kW/ha
265.1996 | kW/ha
145.8154 | kW/ha
45.286 | kW/ha
3.2761 | kW/ha
0 | kW/ha
0 | kW/ha
0 | kW/ha
0 | kW/ha
0 | kW/ha
0 | kW/ha
0 | kW/ha
0 | kW/ha
0 | kW/ha
0 | kW/ha
0 | kW/ha
0 | kW/ha
0 | kW/ha
7.0836 | kW/ha
65.2142 | kW/ha
180.6856 | kW/ha
294.3453 | kW/ha
363.2086 | kW/ha
380.958 | kW/ha
348.3022 | kW/ha
258.2639 | kW/ha
141.161 | kW/ha
46.6389 | kW/ha
4.9792 | kW/ha
0 | kW/ha
0 | kW/ha
0 | kW/ha
0 | kW/ha
0 | kW/ha
0 | kW/ha
0 | kW/ha
0 | kW/ha
0 | kW/ha
0 | kW/ha
0 | kW/ha
0 | kW/ha
0 | kW/ha
7.5999 | kW/ha
60.857 | kW/ha
151.1337 | kW/ha
244.113 | kW/ha
313.8268 | kW/ha
344.6856 | kW/ha
319.1109 | kW/ha
235.4785 | kW/ha
131.3251 | kW/ha
39.4754 | kW/ha
1.613 | kW/ha
0 | kW/ha
0 | kW/ha
0 | kW/ha
0 | kW/ha
0 | kW/ha
0 | kW/ha
0 | kW/ha
0 | kW/ha
0 | kW/ha
0 | kW/ha
0 | kW/ha
0 | kW/ha
0 | kW/ha
7.2923 | kW/ha
56.245 | kW/ha
143.4681 | kW/ha
230.6075 | kW/ha
306.4586 | kW/ha
339.1035 | kW/ha
339.2668 | kW/ha
276.1651 | kW/ha
146.915 | kW/ha
42.8497 | kW/ha
1.5699 | kW/ha
0 | kW/ha
0 | kW/ha
0 | kW/ha
0 | kW/ha
0 | kW/ha
0 | kW/ha
0 | kW/ha
0 | kW/ha
0 | kW/ha
0 | kW/ha
0 | kW/ha
0 | kW/ha
0 | kW/ha
10.1566 | kW/ha
76.89 | kW/ha
196.0454 | kW/ha
312.4528 | kW/ha
410.5931 | kW/ha
450.5533 | kW/ha
401.5818 | kW/ha
292.6302 | kW/ha
165.7322 | kW/ha
54.1766 | kW/ha
2.5938 | kW/ha
0 | kW/ha
0 | kW/ha
0 | kW/ha
0 | kW/ha
0 | kW/ha
0 | kW/ha
0 | kW/ha
0 | kW/ha
0 | kW/ha
0 | kW/ha
0 | kW/ha
0 | kW/ha
0 | kW/ha
9.5691 | kW/ha
68.1973 | kW/ha
168.3391 | kW/ha
256.0865 | kW/ha
320.0181 | kW/ha
347.9693 | kW/ha
316.638 | kW/ha
240.3236 | kW/ha
142.8185 | kW/ha
48.5799 | kW/ha
3.7737 | kW/ha
0 | kW/ha
0 | kW/ha
0 | kW/ha
0 | kW/ha
0 | kW/ha
0 | kW/ha
0 | kW/ha
0 | kW/ha
0 | kW/ha
0 | kW/ha
0 | kW/ha
0 | kW/ha
0 | kW/ha
13.0864 | kW/ha
87.4589 | kW/ha
224.2326 | kW/ha
335.1192 | kW/ha
407.8377 | kW/ha
436.9975 | kW/ha
392.095 | kW/ha
314.8974 | kW/ha
203.7247 | kW/ha
71.3634 | kW/ha
4.86 | kW/ha
0 | kW/ha
0 | kW/ha
0 | kW/ha
0 | kW/ha
0 | kW/ha
0 | kW/ha
0 | kW/ha
0 | kW/ha
0 | kW/ha
0 | kW/ha
0 | kW/ha
0 | kW/ha
0 | kW/ha
14.0577 | kW/ha
83.4244 | kW/ha
213.6767 | kW/ha
357.116 | kW/ha
454.3469 | kW/ha
461.8013 | kW/ha
400.5472 | kW/ha
306.6566 | kW/ha
186.178 | kW/ha
65.5035 | kW/ha
5.6951 | kW/ha
0 | kW/ha
0 | kW/ha
0 | kW/ha
0 | kW/ha
0 | kW/ha
0 | kW/ha
0 | kW/ha
0 | kW/ha
0 | kW/ha
0 | kW/ha
0 | kW/ha
0 | kW/ha
0 | kW/ha
16.365 | kW/ha
99.4657 | kW/ha
241.178 | kW/ha
367.4613 | kW/ha
444.734 | kW/ha
475.5574 | kW/ha
465.6343 | kW/ha
378.096 | kW/ha
225.509 | kW/ha
80.3845 | kW/ha
7.5446 | kW/ha
0 | kW/ha
0 | kW/ha
0 | kW/ha
0 | kW/ha
0 | kW/ha
0 | kW/ha
0 | kW/ha
0 | kW/ha
0 | kW/ha
0 | kW/ha
0 | kW/ha
0 | kW/ha
0 | kW/ha
19.1752 | kW/ha
110.0258 | kW/ha
248.6397 | kW/ha
365.2322 | kW/ha
446.2562 | kW/ha
477.8039 | kW/ha
444.1888 | kW/ha
339.9126 | kW/ha
208.4061 | kW/ha
82.1287 | kW/ha
8.4374 | kW/ha
0 | kW/ha
0 | kW/ha
0 | kW/ha
0 | kW/ha
0 | kW/ha
0 | kW/ha
0 | kW/ha
0 | kW/ha
0 | kW/ha
0 | kW/ha
0 | kW/ha
0 | kW/ha
0.12128 | kW/ha
22.4641 | kW/ha
118.4062 | kW/ha
278.1515 | kW/ha
450.7062 | kW/ha
566.9893 | kW/ha
588.8845 | kW/ha
526.8358 | kW/ha
403.9777 | kW/ha
250.9245 | kW/ha
95.7252 | kW/ha
12.4557 | kW/ha
0 | kW/ha
0 | kW/ha
0 | kW/ha
0 | kW/ha
0 | kW/ha
0 | kW/ha
0 | kW/ha
0 | kW/ha
0 | kW/ha
0 | kW/ha
0 | kW/ha
0 | kW/ha
0.11891 | kW/ha
20.7534 | kW/ha
101.2491 | kW/ha
226.016 | kW/ha
330.2876 | kW/ha
411.9751 | kW/ha
469.0591 | kW/ha
453.7898 | kW/ha
350.6316 | kW/ha
200.9723 | kW/ha
72.4364 | kW/ha
10.2761 | kW/ha
0 | kW/ha
0 | kW/ha
0 | kW/ha
0 | kW/ha
0 | kW/ha
0 | kW/ha
0 | kW/ha
0 | kW/ha
0 | kW/ha
0 | kW/ha
0 | kW/ha
0 | kW/ha
0 | kW/ha
21.734 | kW/ha
106.5825 | kW/ha
244.6678 | kW/ha
382.5305 | kW/ha
468.5822 | kW/ha
461.1918 | kW/ha
422.3551 | kW/ha
358.2731 | kW/ha
229.0853 | kW/ha
91.0792 | kW/ha
13.2326 | kW/ha
0 | kW/ha
0 | kW/ha
0 | kW/ha
0 | kW/ha
0 | kW/ha
0 | kW/ha
0 | kW/ha
0 | kW/ha
0 | kW/ha
0 | kW/ha
0 | kW/ha
0 | kW/ha
0.11641 | kW/ha
23.7004 | kW/ha
107.9449 | kW/ha
226.4905 | kW/ha
332.1337 | kW/ha
426.6255 | kW/ha
481.955 | kW/ha
436.59 | kW/ha
334.8779 | kW/ha
216.2966 | kW/ha
85.2394 | kW/ha
12.5643 | kW/ha
0 | kW/ha
0 | kW/ha
0 | kW/ha
0 | kW/ha
0 | kW/ha
0 | kW/ha
0 | kW/ha
0 | kW/ha
0 | kW/ha
0 | kW/ha
0 | kW/ha
0 | kW/ha
0.83079 | kW/ha
30.1746 | kW/ha
131.392 | kW/ha
286.4479 | kW/ha
433.4533 | kW/ha
523.5638 | kW/ha
546.3721 | kW/ha
489.0528 | kW/ha
365.1108 | kW/ha
226.0764 | kW/ha
93.3508 | kW/ha
15.1943 | kW/ha
0 | kW/ha
0 | kW/ha
0 | kW/ha
0 | kW/ha
0 | kW/ha
0 | kW/ha
0 | kW/ha
0 | kW/ha
0 | kW/ha
0 | kW/ha
0 | kW/ha
0 | kW/ha
0.71279 | kW/ha
28.9852 | kW/ha
117.0971 | kW/ha
232.4698 | kW/ha
332.3981 | kW/ha
418.0015 | kW/ha
454.3043 | kW/ha
407.8101 | kW/ha
317.8434 | kW/ha
212.5634 | kW/ha
94.2628 | kW/ha
16.7884 | kW/ha
0 | kW/ha
0 | kW/ha
0 | kW/ha
0 | kW/ha
0 | kW/ha
0 | kW/ha
0 | kW/ha
0 | kW/ha
0 | kW/ha
0 | kW/ha
0 | kW/ha
0 | kW/ha
1.0673 | kW/ha
30.6103 | kW/ha
142.9903 | kW/ha
304.9251 | kW/ha
432.7209 | kW/ha
536.0702 | kW/ha
586.583 | kW/ha
517.1392 | kW/ha
376.4767 | kW/ha
233.6533 | kW/ha
98.61 | kW/ha
16.1657 | kW/ha
0.11582 | kW/ha
0 | kW/ha
0 | kW/ha
0 | kW/ha
0 | kW/ha
0 | kW/ha
0 | kW/ha
0 | kW/ha
0 | kW/ha
0 | kW/ha
0 | kW/ha
0 | kW/ha
1.6662 | kW/ha
37.1356 | kW/ha
154.8105 | kW/ha
319.8228 | kW/ha
449.0521 | kW/ha
535.8509 | kW/ha
568.612 | kW/ha
532.4437 | kW/ha
420.0526 | kW/ha
254.0929 | kW/ha
107.0638 | kW/ha
21.9114 | kW/ha
0 | kW/ha
0 | kW/ha
0 | kW/ha
0 | kW/ha
0 | kW/ha
0 | kW/ha
0 | kW/ha
0 | kW/ha
0 | kW/ha
0 | kW/ha
0 | kW/ha
0 | kW/ha
2.2587 | kW/ha
41.6153 | kW/ha
143.8096 | kW/ha
302.7963 | kW/ha
463.8467 | kW/ha
532.6512 | kW/ha
524.0206 | kW/ha
491.6158 | kW/ha
410.2862 | kW/ha
262.0797 | kW/ha
107.8486 | kW/ha
21.312 | kW/ha
0 | kW/ha
0 | kW/ha
0 | kW/ha
0 | kW/ha
0 | kW/ha
0 | kW/ha
0 | kW/ha
0 | kW/ha
0 | kW/ha
0 | kW/ha
0 | kW/ha
0 | kW/ha
2.4905 | kW/ha
42.3463 | kW/ha
150.4946 | kW/ha
322.3388 | kW/ha
486.7402 | kW/ha
562.1751 | kW/ha
570.3157 | kW/ha
523.548 | kW/ha
396.2194 | kW/ha
247.8926 | kW/ha
118.1508 | kW/ha
26.2277 | kW/ha
0.11728 | kW/ha
0 | kW/ha
0 | kW/ha
0 | kW/ha
0 | kW/ha
0 | kW/ha
0 | kW/ha
0 | kW/ha
0 | kW/ha
0 | kW/ha
0 | kW/ha
0 | kW/ha
3.0757 | kW/ha
47.5148 | kW/ha
169.2725 | kW/ha
331.1555 | kW/ha
498.9732 | kW/ha
576.1889 | kW/ha
573.859 | kW/ha
529.6555 | kW/ha
416.5044 | kW/ha
281.4682 | kW/ha
130.3663 | kW/ha
26.191 | kW/ha
0.12261 | kW/ha
0 | kW/ha
0 | kW/ha
0 | kW/ha
0 | kW/ha
0 | kW/ha
0 | kW/ha
0 | kW/ha
0 | kW/ha
0 | kW/ha
0 | kW/ha
0 | kW/ha
4.5741 | kW/ha
47.951 | kW/ha
148.9537 | kW/ha
292.7008 | kW/ha
424.1027 | kW/ha
525.306 | kW/ha
573.2817 | kW/ha
526.9879 | kW/ha
433.4468 | kW/ha
294.3146 | kW/ha
131.1162 | kW/ha
28.5723 | kW/ha
0.35749 | kW/ha
0 | kW/ha
0 | kW/ha
0 | kW/ha
0 | kW/ha
0 | kW/ha
0 | kW/ha
0 | kW/ha
0 | kW/ha
0 | kW/ha
0 | kW/ha
0 | kW/ha
4.0597 | kW/ha
54.9155 | kW/ha
190.3239 | kW/ha
388.7381 | kW/ha
551.5626 | kW/ha
637.9758 | kW/ha
615.1126 | kW/ha
526.0444 | kW/ha
424.1995 | kW/ha
275.4033 | kW/ha
126.2737 | kW/ha
29.1622 | kW/ha
0.70725 | kW/ha
0 | kW/ha
0 | kW/ha
0 | kW/ha
0 | kW/ha
0 | kW/ha
0 | kW/ha
0 | kW/ha
0 | kW/ha
0 | kW/ha
0 | kW/ha
0 | kW/ha
2 | kW/ha
50.563 | kW/ha
193.3314 | kW/ha
360.9654 | kW/ha
532.8193 | kW/ha
668.0986 | kW/ha
677.4169 | kW/ha
595.3791 | kW/ha
448.8952 | kW/ha
280.4081 | kW/ha
132.6067 | kW/ha
32.9554 | kW/ha
1.3001 | kW/ha
0 | kW/ha
0 | kW/ha
0 | kW/ha
0 | kW/ha
0 | kW/ha
0 | kW/ha
0 | kW/ha
0 | kW/ha
0 | kW/ha
0 | kW/ha
0 | kW/ha
1.6952 | kW/ha
67.7939 | kW/ha
222.4893 | kW/ha
407.7731 | kW/ha
584.4246 | kW/ha
680.8873 | kW/ha
709.7388 | kW/ha
676.8457 | kW/ha
541.605 | kW/ha
356.7573 | kW/ha
168.7617 | kW/ha
40.2082 | kW/ha
1.551 | kW/ha
0 | kW/ha
0 | kW/ha
0 | kW/ha
0 | kW/ha
0 | kW/ha
0 | kW/ha
0 | kW/ha
0 | kW/ha
0 | kW/ha
0 | kW/ha
0 | kW/ha
3.1556 | kW/ha
67.7609 | kW/ha
215.0392 | kW/ha
379.6545 | kW/ha
503.2232 | kW/ha
580.3963 | kW/ha
644.6491 | kW/ha
602.7382 | kW/ha
465.5114 | kW/ha
316.7595 | kW/ha
152.945 | kW/ha
38.981 | kW/ha
1.767 | kW/ha
0 | kW/ha
0 | kW/ha
0 | kW/ha
0 | kW/ha
0 | kW/ha
0 | kW/ha
0 | kW/ha
0 | kW/ha
0 | kW/ha
0 | kW/ha
0 | kW/ha
4.5803 | kW/ha
71.0043 | kW/ha
241.3253 | kW/ha
438.941 | kW/ha
612.9028 | kW/ha
743.9208 | kW/ha
775.0334 | kW/ha
708.0481 | kW/ha
594.9333 | kW/ha
413.0974 | kW/ha
191.9669 | kW/ha
47.6144 | kW/ha
1.8841 | kW/ha
0 | kW/ha
0 | kW/ha
0 | kW/ha
0 | kW/ha
0 | kW/ha
0 | kW/ha
0 | kW/ha
0 | kW/ha
0 | kW/ha
0 | kW/ha
0 | kW/ha
5.4276 | kW/ha
65.8337 | kW/ha
188.9698 | kW/ha
321.3998 | kW/ha
441.8985 | kW/ha
527.1099 | kW/ha
540.6985 | kW/ha
506.8329 | kW/ha
436.4045 | kW/ha
311.628 | kW/ha
163.1753 | kW/ha
46.8257 | kW/ha
3.0558 | kW/ha
0 | kW/ha
0 | kW/ha
0 | kW/ha
0 | kW/ha
0 | kW/ha
0 | kW/ha
0 | kW/ha
0 | kW/ha
0 | kW/ha
0 | kW/ha
0 | kW/ha
6.6254 | kW/ha
80.841 | kW/ha
235.0683 | kW/ha
413.0689 | kW/ha
552.3732 | kW/ha
617.5488 | kW/ha
625.8482 | kW/ha
572.2531 | kW/ha
449.3914 | kW/ha
307.5996 | kW/ha
169.2389 | kW/ha
50.7481 | kW/ha
3.514 | kW/ha
0 | kW/ha
0 | kW/ha
0 | kW/ha
0 | kW/ha
0 | kW/ha
0 | kW/ha
0 | kW/ha
0 | kW/ha
0 | kW/ha
0 | kW/ha
0 | kW/ha
8.111 | kW/ha
74.2711 | kW/ha
231.7188 | kW/ha
402.9246 | kW/ha
529.8967 | kW/ha
641.2654 | kW/ha
659.2995 | kW/ha
604.8895 | kW/ha
533.6135 | kW/ha
374.4567 | kW/ha
179.2243 | kW/ha
47.0847 | kW/ha
3.0281 | kW/ha
0 | kW/ha
0 | kW/ha
0 | kW/ha
0 | kW/ha
0 | kW/ha
0 | kW/ha
0 | kW/ha
0 | kW/ha
0 | kW/ha
0 | kW/ha
0 | kW/ha
10.3209 | kW/ha
84.8504 | kW/ha
239.3075 | kW/ha
413.4752 | kW/ha
573.9318 | kW/ha
700.3087 | kW/ha
719.7656 | kW/ha
637.7936 | kW/ha
507.9497 | kW/ha
352.8595 | kW/ha
196.4243 | kW/ha
62.9424 | kW/ha
4.53 | kW/ha
0 | kW/ha
0 | kW/ha
0 | kW/ha
0 | kW/ha
0 | kW/ha
0 | kW/ha
0 | kW/ha
0 | kW/ha
0 | kW/ha
0 | kW/ha
0 | kW/ha
12.6622 | kW/ha
88.0089 | kW/ha
221.8857 | kW/ha
350.3793 | kW/ha
460.4548 | kW/ha
533.6542 | kW/ha
557.9284 | kW/ha
503.1658 | kW/ha
380.282 | kW/ha
273.2508 | kW/ha
150.668 | kW/ha
38.1338 | kW/ha
2.7116 | kW/ha
0 | kW/ha
0 | kW/ha
0 | kW/ha
0 | kW/ha
0 | kW/ha
0 | kW/ha
0 | kW/ha
0 | kW/ha
0 | kW/ha
0 | kW/ha
0 | kW/ha
15.7512 | kW/ha
111.698 | kW/ha
300.5494 | kW/ha
504.6336 | kW/ha
668.0499 | kW/ha
757.3952 | kW/ha
796.2285 | kW/ha
751.7587 | kW/ha
598.0411 | kW/ha
403.4409 | kW/ha
209.7894 | kW/ha
63.2828 | kW/ha
3.7998 | kW/ha
0 | kW/ha
0 | kW/ha
0 | kW/ha
0 | kW/ha
0 | kW/ha
0 | kW/ha
0 | kW/ha
0 | kW/ha
0 | kW/ha
0 | kW/ha
0 | kW/ha
16.0884 | kW/ha
109.6689 | kW/ha
300.7417 | kW/ha
504.8769 | kW/ha
693.8242 | kW/ha
817.4179 | kW/ha
848.0513 | kW/ha
835.5949 | kW/ha
724.9105 | kW/ha
506.9803 | kW/ha
268.4682 | kW/ha
78.6828 | kW/ha
1.1374 | kW/ha
0 | kW/ha
0 | kW/ha
0 | kW/ha
0 | kW/ha
0 | kW/ha
0 | kW/ha
0 | kW/ha
0 | kW/ha
0 | kW/ha
0 | kW/ha
0 | kW/ha
19.0866 | kW/ha
119.8551 | kW/ha
291.4626 | kW/ha
457.15 | kW/ha
602.404 | kW/ha
709.7043 | kW/ha
746.0312 | kW/ha
686.354 | kW/ha
596.9996 | kW/ha
446.5665 | kW/ha
232.8894 | kW/ha
71.4186 | kW/ha
2.1751 | kW/ha
0 | kW/ha
0 | kW/ha
0 | kW/ha
0 | kW/ha
0 | kW/ha
0 | kW/ha
0 | kW/ha
0 | kW/ha
0 | kW/ha
0 | kW/ha
0 | kW/ha
23.5299 | kW/ha
125.5833 | kW/ha
303.9883 | kW/ha
478.4396 | kW/ha
618.4366 | kW/ha
703.2968 | kW/ha
726.8523 | kW/ha
698.3361 | kW/ha
618.393 | kW/ha
469.868 | kW/ha
262.9756 | kW/ha
82.1678 | kW/ha
3.516 | kW/ha
0 | kW/ha
0 | kW/ha
0 | kW/ha
0 | kW/ha
0 | kW/ha
0 | kW/ha
0 | kW/ha
0 | kW/ha
0 | kW/ha
0 | kW/ha
0 | kW/ha
23.8558 | kW/ha
119.3049 | kW/ha
287.3968 | kW/ha
485.6902 | kW/ha
679.2065 | kW/ha
803.9839 | kW/ha
821.6976 | kW/ha
736.3593 | kW/ha
570.3951 | kW/ha
365.7733 | kW/ha
181.9115 | kW/ha
57.4137 | kW/ha
4.0621 | kW/ha
0 | kW/ha
0 | kW/ha
0 | kW/ha
0 | kW/ha
0 | kW/ha
0 | kW/ha
0 | kW/ha
0 | kW/ha
0 | kW/ha
0 | kW/ha
0 | kW/ha
19.5318 | kW/ha
101.6842 | kW/ha
255.2955 | kW/ha
449.3681 | kW/ha
621.7359 | kW/ha
703.5871 | kW/ha
721.2087 | kW/ha
704.8624 | kW/ha
619.228 | kW/ha
457.0124 | kW/ha
258.8999 | kW/ha
85.6691 | kW/ha
6.2836 | kW/ha
0 | kW/ha
0 | kW/ha
0 | kW/ha
0 | kW/ha
0 | kW/ha
0 | kW/ha
0 | kW/ha
0 | kW/ha
0 | kW/ha
0 | kW/ha
0.35671 | kW/ha
26.1372 | kW/ha
129.8866 | kW/ha
291.6572 | kW/ha
474.5079 | kW/ha
638.3422 | kW/ha
743.186 | kW/ha
785.3416 | kW/ha
727.8088 | kW/ha
579.9019 | kW/ha
376.0007 | kW/ha
191.3325 | kW/ha
68.4172 | kW/ha
7.4513 | kW/ha
0 | kW/ha
0 | kW/ha
0 | kW/ha
0 | kW/ha
0 | kW/ha
0 | kW/ha
0 | kW/ha
0 | kW/ha
0 | kW/ha
0 | kW/ha
0.23728 | kW/ha
27.6237 | kW/ha
129.7951 | kW/ha
287.4489 | kW/ha
451.3404 | kW/ha
612.8614 | kW/ha
714.2113 | kW/ha
732.2993 | kW/ha
720.076 | kW/ha
625.3631 | kW/ha
432.5862 | kW/ha
225.8206 | kW/ha
69.7075 | kW/ha
6.5368 | kW/ha
0 | kW/ha
0 | kW/ha
0 | kW/ha
0 | kW/ha
0 | kW/ha
0 | kW/ha
0 | kW/ha
0 | kW/ha
0 | kW/ha
0 | kW/ha
0.95352 | kW/ha
34.5559 | kW/ha
144.4172 | kW/ha
316.6604 | kW/ha
513.213 | kW/ha
683.068 | kW/ha
780.0265 | kW/ha
802.7394 | kW/ha
776.1057 | kW/ha
663.117 | kW/ha
468.9476 | kW/ha
267.8196 | kW/ha
93.7634 | kW/ha
9.4667 | kW/ha
0 | kW/ha
0 | kW/ha
0 | kW/ha
0 | kW/ha
0 | kW/ha
0 | kW/ha
0 | kW/ha
0 | kW/ha
0 | kW/ha
0 | kW/ha
1.0573 | kW/ha
32.243 | kW/ha
129.3953 | kW/ha
289.9773 | kW/ha
495.9892 | kW/ha
697.6758 | kW/ha
802.2415 | kW/ha
775.3427 | kW/ha
705.77 | kW/ha
599.3077 | kW/ha
428.2664 | kW/ha
251.1955 | kW/ha
93.8849 | kW/ha
10.8627 | kW/ha
0 | kW/ha
0 | kW/ha
0 | kW/ha
0 | kW/ha
0 | kW/ha
0 | kW/ha
0 | kW/ha
0 | kW/ha
0 | kW/ha
0 | kW/ha
1.7662 | kW/ha
42.2206 | kW/ha
170.4073 | kW/ha
383.2767 | kW/ha
601.9246 | kW/ha
807.4743 | kW/ha
928.1265 | kW/ha
955.6603 | kW/ha
916.2241 | kW/ha
796.0515 | kW/ha
609.3885 | kW/ha
348.9619 | kW/ha
120.256 | kW/ha
14.4479 | kW/ha
0 | kW/ha
0 | kW/ha
0 | kW/ha
0 | kW/ha
0 | kW/ha
0 | kW/ha
0 | kW/ha
0 | kW/ha
0 | kW/ha
0 | kW/ha
2.8358 | kW/ha
55.919 | kW/ha
214.7859 | kW/ha
412.2216 | kW/ha
616.344 | kW/ha
829.6045 | kW/ha
996.4687 | kW/ha
1029.1232 | kW/ha
945.5726 | kW/ha
814.4763 | kW/ha
623.3145 | kW/ha
369.7477 | kW/ha
127.38 | kW/ha
15.6091 | kW/ha
0 | kW/ha
0 | kW/ha
0 | kW/ha
0 | kW/ha
0 | kW/ha
0 | kW/ha
0 | kW/ha
0 | kW/ha
0 | kW/ha
0 | kW/ha
3.0882 | kW/ha
51.6713 | kW/ha
204.6367 | kW/ha
426.9903 | kW/ha
656.3123 | kW/ha
832.8894 | kW/ha
938.8115 | kW/ha
997.9803 | kW/ha
957.706 | kW/ha
815.8151 | kW/ha
626.5083 | kW/ha
376.8743 | kW/ha
133.6226 | kW/ha
18.4648 | kW/ha
0 | kW/ha
0 | kW/ha
0 | kW/ha
0 | kW/ha
0 | kW/ha
0 | kW/ha
0 | kW/ha
0 | kW/ha
0 | kW/ha
0 | kW/ha
3.8936 | kW/ha
59.4873 | kW/ha
208.0928 | kW/ha
434.7239 | kW/ha
646.9543 | kW/ha
802.7658 | kW/ha
949.4596 | kW/ha
978.5005 | kW/ha
878.4742 | kW/ha
738.6932 | kW/ha
532.5669 | kW/ha
307.8989 | kW/ha
120.9275 | kW/ha
18.2993 | kW/ha
0 | kW/ha
0 | kW/ha
0 | kW/ha
0 | kW/ha
0 | kW/ha
0 | kW/ha
0 | kW/ha
0 | kW/ha
0 | kW/ha
0 | kW/ha
3.7425 | kW/ha
54.9975 | kW/ha
210.5219 | kW/ha
429.6561 | kW/ha
618.7815 | kW/ha
770.1754 | kW/ha
918.354 | kW/ha
987.6305 | kW/ha
952.6632 | kW/ha
841.1724 | kW/ha
647.9614 | kW/ha
391.7515 | kW/ha
145.6334 | kW/ha
22.2746 | kW/ha
0 | kW/ha
0 | kW/ha
0 | kW/ha
0 | kW/ha
0 | kW/ha
0 | kW/ha
0 | kW/ha
0 | kW/ha
0 | kW/ha
0 | kW/ha
5.594 | kW/ha
69.6015 | kW/ha
232.7371 | kW/ha
490.5532 | kW/ha
732.1219 | kW/ha
863.3657 | kW/ha
918.9926 | kW/ha
918.7069 | kW/ha
862.353 | kW/ha
763.8078 | kW/ha
593.2198 | kW/ha
350.5797 | kW/ha
132.9563 | kW/ha
21.36 | kW/ha
0 | kW/ha
0 | kW/ha
0 | kW/ha
0 | kW/ha
0 | kW/ha
0 | kW/ha
0 | kW/ha
0 | kW/ha
0 | kW/ha
0 | kW/ha
3.3321 | kW/ha
71.2332 | kW/ha
256.5781 | kW/ha
494.2574 | kW/ha
723.8461 | kW/ha
951.1479 | kW/ha
1056.9198 | kW/ha
1035.7187 | kW/ha
992.2361 | kW/ha
858.2105 | kW/ha
624.9328 | kW/ha
367.7625 | kW/ha
144.7357 | kW/ha
24.2506 | kW/ha
0 | kW/ha
0 | kW/ha
0 | kW/ha
0 | kW/ha
0 | kW/ha
0 | kW/ha
0 | kW/ha
0 | kW/ha
0 | kW/ha
0 | kW/ha
1.2683 | kW/ha
61.2855 | kW/ha
216.0988 | kW/ha
417.4385 | kW/ha
629.0515 | kW/ha
832.7348 | kW/ha
895.5771 | kW/ha
846.0878 | kW/ha
812.0445 | kW/ha
693.4374 | kW/ha
520.9628 | kW/ha
334.7772 | kW/ha
134.0543 | kW/ha
23.2962 | kW/ha
0 | kW/ha
0 | kW/ha
0 | kW/ha
0 | kW/ha
0 | kW/ha
0 | kW/ha
0 | kW/ha
0 | kW/ha
0 | kW/ha
0 | kW/ha
2.4351 | kW/ha
62.8997 | kW/ha
230.4024 | kW/ha
458.5468 | kW/ha
677.8607 | kW/ha
846.9352 | kW/ha
975.9995 | kW/ha
1030.3372 | kW/ha
963.9541 | kW/ha
806.6828 | kW/ha
589.1055 | kW/ha
351.9424 | kW/ha
144.5806 | kW/ha
26.9938 | kW/ha
0 | kW/ha
0 | kW/ha
0 | kW/ha
0 | kW/ha
0 | kW/ha
0 | kW/ha
0 | kW/ha
0 | kW/ha
0 | kW/ha
0 | kW/ha
4.4115 | kW/ha
72.8241 | kW/ha
230.872 | kW/ha
454.3213 | kW/ha
710.2798 | kW/ha
906.7789 | kW/ha
1027.5527 | kW/ha
1054.12 | kW/ha
969.4998 | kW/ha
809.9765 | kW/ha
605.7698 | kW/ha
362.5132 | kW/ha
142.4027 | kW/ha
30.3685 | kW/ha
0.11429 | kW/ha
0 | kW/ha
0 | kW/ha
0 | kW/ha
0 | kW/ha
0 | kW/ha
0 | kW/ha
0 | kW/ha
0 | kW/ha
0 | kW/ha
6.6835 | kW/ha
76.9919 | kW/ha
255.6832 | kW/ha
499.5258 | kW/ha
705.5766 | kW/ha
865.5534 | kW/ha
991.6863 | kW/ha
1061.715 | kW/ha
1009.9456 | kW/ha
837.4528 | kW/ha
633.1069 | kW/ha
399.339 | kW/ha
176.0902 | kW/ha
38.4248 | kW/ha
0.2304 | kW/ha
0 | kW/ha
0 | kW/ha
0 | kW/ha
0 | kW/ha
0 | kW/ha
0 | kW/ha
0 | kW/ha
0 | kW/ha
0 | kW/ha
9.2323 | kW/ha
92.8622 | kW/ha
286.127 | kW/ha
512.3355 | kW/ha
679.6504 | kW/ha
802.3915 | kW/ha
882.6283 | kW/ha
893.3182 | kW/ha
866.9472 | kW/ha
800.1314 | kW/ha
652.3264 | kW/ha
421.9622 | kW/ha
181.9612 | kW/ha
36.2197 | kW/ha
0.34796 | kW/ha
0 | kW/ha
0 | kW/ha
0 | kW/ha
0 | kW/ha
0 | kW/ha
0 | kW/ha
0 | kW/ha
0 | kW/ha
0 | kW/ha
10.6241 | kW/ha
95.2802 | kW/ha
273.703 | kW/ha
516.2415 | kW/ha
764.942 | kW/ha
958.5586 | kW/ha
1104.7845 | kW/ha
1144.0182 | kW/ha
1045.3658 | kW/ha
864.8286 | kW/ha
646.4769 | kW/ha
396.741 | kW/ha
163.2573 | kW/ha
33.7205 | kW/ha
0.23502 | kW/ha
0 | kW/ha
0 | kW/ha
0 | kW/ha
0 | kW/ha
0 | kW/ha
0 | kW/ha
0 | kW/ha
0 | kW/ha
0 | kW/ha
9.6447 | kW/ha
80.1179 | kW/ha
244.6497 | kW/ha
474.8607 | kW/ha
698.2352 | kW/ha
888.8457 | kW/ha
1031.2189 | kW/ha
1066.425 | kW/ha
965.45 | kW/ha
785.4999 | kW/ha
612.3909 | kW/ha
400.2729 | kW/ha
175.7947 | kW/ha
42.524 | kW/ha
1.1621 | kW/ha
0 | kW/ha
0 | kW/ha
0 | kW/ha
0 | kW/ha
0 | kW/ha
0 | kW/ha
0 | kW/ha
0 | kW/ha
0 | kW/ha
11.1675 | kW/ha
83.7524 | kW/ha
233.0086 | kW/ha
396.7996 | kW/ha
585.258 | kW/ha
776.0375 | kW/ha
838.4759 | kW/ha
846.3438 | kW/ha
853.0676 | kW/ha
747.1576 | kW/ha
536.9057 | kW/ha
305.7616 | kW/ha
124.7093 | kW/ha
27.5472 | kW/ha
0.80718 | kW/ha
0 | kW/ha
0 | kW/ha
0 | kW/ha
0 | kW/ha
0 | kW/ha
0 | kW/ha
0 | kW/ha
0 | kW/ha
0 | kW/ha
15.6305 | kW/ha
122.0694 | kW/ha
351.5077 | kW/ha
605.0154 | kW/ha
853.4881 | kW/ha
1058.1455 | kW/ha
1195.0428 | kW/ha
1241.0987 | kW/ha
1149.6128 | kW/ha
958.9537 | kW/ha
708.9058 | kW/ha
442.931 | kW/ha
196.9744 | kW/ha
44.8094 | kW/ha
1.8609 | kW/ha
0 | kW/ha
0 | kW/ha
0 | kW/ha
0 | kW/ha
0 | kW/ha
0 | kW/ha
0 | kW/ha
0 | kW/ha
0 | kW/ha
18.7274 | kW/ha
124.7609 | kW/ha
328.4768 | kW/ha
565.8558 | kW/ha
773.0404 | kW/ha
954.5261 | kW/ha
1060.7976 | kW/ha
1076.8049 | kW/ha
1002.9911 | kW/ha
838.8144 | kW/ha
648.4093 | kW/ha
416.7807 | kW/ha
185.1994 | kW/ha
42.3157 | kW/ha
2.2167 | kW/ha
0 | kW/ha
0 | kW/ha
0 | kW/ha
0 | kW/ha
0 | kW/ha
0 | kW/ha
0 | kW/ha
0 | kW/ha
0 | kW/ha
21.9574 | kW/ha
130.0681 | kW/ha
357.0981 | kW/ha
618.3967 | kW/ha
835.1685 | kW/ha
1001.8614 | kW/ha
1135.1038 | kW/ha
1174.0719 | kW/ha
1090.1223 | kW/ha
923.0395 | kW/ha
692.0701 | kW/ha
437.6588 | kW/ha
202.0077 | kW/ha
50.9901 | kW/ha
2.5587 | kW/ha
0 | kW/ha
0 | kW/ha
0 | kW/ha
0 | kW/ha
0 | kW/ha
0 | kW/ha
0 | kW/ha
0 | kW/ha
0 | kW/ha
24.08 | kW/ha
132.9557 | kW/ha
340.1934 | kW/ha
550.7178 | kW/ha
768.1941 | kW/ha
1004.9096 | kW/ha
1098.4364 | kW/ha
1097.3394 | kW/ha
1076.8649 | kW/ha
911.5237 | kW/ha
679.6083 | kW/ha
445.7046 | kW/ha
206.805 | kW/ha
54.0484 | kW/ha
3.017 | kW/ha
0 | kW/ha
0 | kW/ha
0 | kW/ha
0 | kW/ha
0 | kW/ha
0 | kW/ha
0 | kW/ha
0 | kW/ha
0 | kW/ha
25.985 | kW/ha
149.4431 | kW/ha
371.9109 | kW/ha
614.4344 | kW/ha
845.764 | kW/ha
995.5634 | kW/ha
1060.5649 | kW/ha
1076.0249 | kW/ha
1032.229 | kW/ha
916.9051 | kW/ha
690.0672 | kW/ha
427.691 | kW/ha
201.5191 | kW/ha
50.9971 | kW/ha
3.0189 | kW/ha
0 | kW/ha
0 | kW/ha
0 | kW/ha
0 | kW/ha
0 | kW/ha
0 | kW/ha
0 | kW/ha
0 | kW/ha
0 | kW/ha
25.3693 | kW/ha
132.3122 | kW/ha
346.5509 | kW/ha
607.9431 | kW/ha
881.7393 | kW/ha
1102.1495 | kW/ha
1225.8865 | kW/ha
1279.6993 | kW/ha
1202.139 | kW/ha
1032.018 | kW/ha
794.9167 | kW/ha
499.0287 | kW/ha
233.4132 | kW/ha
60.8213 | kW/ha
3.9574 | kW/ha
0 | kW/ha
0 | kW/ha
0 | kW/ha
0 | kW/ha
0 | kW/ha
0 | kW/ha
0 | kW/ha
0 | kW/ha
0 | kW/ha
30.2826 | kW/ha
148.6015 | kW/ha
360.2554 | kW/ha
579.5252 | kW/ha
766.5293 | kW/ha
967.4877 | kW/ha
1102.593 | kW/ha
1101.6517 | kW/ha
1026.401 | kW/ha
889.2309 | kW/ha
696.6908 | kW/ha
473.8761 | kW/ha
236.8394 | kW/ha
63.6232 | kW/ha
4.4048 | kW/ha
0 | kW/ha
0 | kW/ha
0 | kW/ha
0 | kW/ha
0 | kW/ha
0 | kW/ha
0 | kW/ha
0 | kW/ha
0.35262 | kW/ha
32.4987 | kW/ha
164.0835 | kW/ha
379.6333 | kW/ha
607.3797 | kW/ha
791.4138 | kW/ha
928.2972 | kW/ha
1048.0602 | kW/ha
1095.0383 | kW/ha
1024.1975 | kW/ha
892.9807 | kW/ha
726.3428 | kW/ha
486.3536 | kW/ha
231.7348 | kW/ha
65.4626 | kW/ha
6.0671 | kW/ha
0 | kW/ha
0 | kW/ha
0 | kW/ha
0 | kW/ha
0 | kW/ha
0 | kW/ha
0 | kW/ha
0 | kW/ha
0.81404 | kW/ha
36.8694 | kW/ha
177.8518 | kW/ha
423.2407 | kW/ha
700.9638 | kW/ha
912.2921 | kW/ha
986.6886 | kW/ha
1082.3127 | kW/ha
1178.9546 | kW/ha
1124.5246 | kW/ha
979.8284 | kW/ha
755.9927 | kW/ha
487.5429 | kW/ha
242.1375 | kW/ha
68.3591 | kW/ha
3.6338 | kW/ha
0 | kW/ha
0 | kW/ha
0 | kW/ha
0 | kW/ha
0 | kW/ha
0 | kW/ha
0 | kW/ha
0 | kW/ha
1.166 | kW/ha
33.9869 | kW/ha
159.6408 | kW/ha
369.8153 | kW/ha
610.2259 | kW/ha
847.3954 | kW/ha
1005.8894 | kW/ha
1126.6855 | kW/ha
1197.1699 | kW/ha
1094.3765 | kW/ha
905.9405 | kW/ha
727.4359 | kW/ha
495.9485 | kW/ha
238.9608 | kW/ha
63.602 | kW/ha
0.92675 | kW/ha
0 | kW/ha
0 | kW/ha
0 | kW/ha
0 | kW/ha
0 | kW/ha
0 | kW/ha
0 | kW/ha
0 | kW/ha
1.5145 | kW/ha
38.6673 | kW/ha
174.2878 | kW/ha
403.5746 | kW/ha
660.0607 | kW/ha
873.9987 | kW/ha
1034.9419 | kW/ha
1151.4911 | kW/ha
1191.6597 | kW/ha
1123.4567 | kW/ha
954.3939 | kW/ha
738.0711 | kW/ha
493.2285 | kW/ha
244.2745 | kW/ha
65.2177 | kW/ha
1.7706 | kW/ha
0 | kW/ha
0 | kW/ha
0 | kW/ha
0 | kW/ha
0 | kW/ha
0 | kW/ha
0 | kW/ha
0 | kW/ha
2.1002 | kW/ha
45.0069 | kW/ha
178.7824 | kW/ha
402.9564 | kW/ha
654.9821 | kW/ha
894.2584 | kW/ha
1080.8075 | kW/ha
1181.3614 | kW/ha
1227.7458 | kW/ha
1174.5714 | kW/ha
1019.7371 | kW/ha
795.7248 | kW/ha
520.4691 | kW/ha
265.7155 | kW/ha
78.2385 | kW/ha
3.2679 | kW/ha
0 | kW/ha
0 | kW/ha
0 | kW/ha
0 | kW/ha
0 | kW/ha
0 | kW/ha
0 | kW/ha
0 | kW/ha
3.4773 | kW/ha
53.7787 | kW/ha
201.5947 | kW/ha
422.2527 | kW/ha
686.3541 | kW/ha
931.274 | kW/ha
1116.5926 | kW/ha
1205.1371 | kW/ha
1194.3608 | kW/ha
1134.968 | kW/ha
984.762 | kW/ha
736.5288 | kW/ha
473.1858 | kW/ha
250.0828 | kW/ha
77.4491 | kW/ha
3.7543 | kW/ha
0 | kW/ha
0 | kW/ha
0 | kW/ha
0 | kW/ha
0 | kW/ha
0 | kW/ha
0 | kW/ha
0 | kW/ha
3.5883 | kW/ha
52.8478 | kW/ha
207.8171 | kW/ha
476.1827 | kW/ha
780.6083 | kW/ha
1012.5656 | kW/ha
1185.727 | kW/ha
1295.5686 | kW/ha
1279.3783 | kW/ha
1183.8943 | kW/ha
995.7021 | kW/ha
777.0804 | kW/ha
547.2467 | kW/ha
280.7733 | kW/ha
84.3793 | kW/ha
5.5343 | kW/ha
0 | kW/ha
0 | kW/ha
0 | kW/ha
0 | kW/ha
0 | kW/ha
0 | kW/ha
0 | kW/ha
0 | kW/ha
3.7046 | kW/ha
56.7057 | kW/ha
223.0944 | kW/ha
482.9541 | kW/ha
740.1448 | kW/ha
976.3855 | kW/ha
1193.3665 | kW/ha
1298.5955 | kW/ha
1208.6415 | kW/ha
1104.258 | kW/ha
1029.5909 | kW/ha
818.9819 | kW/ha
539.7564 | kW/ha
275.1646 | kW/ha
82.1581 | kW/ha
7.4118 | kW/ha
0 | kW/ha
0 | kW/ha
0 | kW/ha
0 | kW/ha
0 | kW/ha
0 | kW/ha
0 | kW/ha
0 | kW/ha
4.7391 | kW/ha
62.0938 | kW/ha
225.7636 | kW/ha
463.2592 | kW/ha
730.2997 | kW/ha
1005.8503 | kW/ha
1172.1127 | kW/ha
1215.6438 | kW/ha
1266.1727 | kW/ha
1259.2618 | kW/ha
1108.0029 | kW/ha
857.7524 | kW/ha
596.8579 | kW/ha
332.4754 | kW/ha
101.7962 | kW/ha
9.4082 | kW/ha
0 | kW/ha
0 | kW/ha
0 | kW/ha
0 | kW/ha
0 | kW/ha
0 | kW/ha
0 | kW/ha
0 | kW/ha
6.2709 | kW/ha
70.8267 | kW/ha
239.0936 | kW/ha
473.9671 | kW/ha
762.2901 | kW/ha
1020.61 | kW/ha
1211.4793 | kW/ha
1351.3735 | kW/ha
1381.1784 | kW/ha
1287.6111 | kW/ha
1107.4275 | kW/ha
897.1931 | kW/ha
632.573 | kW/ha
332.3643 | kW/ha
104.4139 | kW/ha
10.7808 | kW/ha
0 | kW/ha
0 | kW/ha
0 | kW/ha
0 | kW/ha
0 | kW/ha
0 | kW/ha
0 | kW/ha
0 | kW/ha
2.0421 | kW/ha
67.7155 | kW/ha
243.692 | kW/ha
485.0014 | kW/ha
746.7792 | kW/ha
1010.9275 | kW/ha
1204.1292 | kW/ha
1300.793 | kW/ha
1332.317 | kW/ha
1244.6419 | kW/ha
1069.2871 | kW/ha
874.7375 | kW/ha
609.4223 | kW/ha
312.9266 | kW/ha
100.1205 | kW/ha
11.0461 | kW/ha
0 | kW/ha
0 | kW/ha
0 | kW/ha
0 | kW/ha
0 | kW/ha
0 | kW/ha
0 | kW/ha
0 | kW/ha
1.3226 | kW/ha
67.2132 | kW/ha
249.3452 | kW/ha
541.3295 | kW/ha
856.0973 | kW/ha
1106.9138 | kW/ha
1288.6923 | kW/ha
1361.8804 | kW/ha
1353.949 | kW/ha
1269.8033 | kW/ha
1093.8019 | kW/ha
860.5619 | kW/ha
607.1562 | kW/ha
334.2898 | kW/ha
103.7923 | kW/ha
12.1649 | kW/ha
0 | kW/ha
0 | kW/ha
0 | kW/ha
0 | kW/ha
0 | kW/ha
0 | kW/ha
0 | kW/ha
0 | kW/ha
2.6908 | kW/ha
58.8789 | kW/ha
205.3291 | kW/ha
425.7407 | kW/ha
686.935 | kW/ha
949.4677 | kW/ha
1170.0043 | kW/ha
1279.4024 | kW/ha
1252.3592 | kW/ha
1186.5174 | kW/ha
1044.4233 | kW/ha
796.357 | kW/ha
541.1557 | kW/ha
287.5635 | kW/ha
92.9612 | kW/ha
11.931 | kW/ha
0 | kW/ha
0 | kW/ha
0 | kW/ha
0 | kW/ha
0 | kW/ha
0 | kW/ha
0 | kW/ha
0 | kW/ha
4.3113 | kW/ha
73.2818 | kW/ha
246.0685 | kW/ha
472.1919 | kW/ha
713.1291 | kW/ha
901.575 | kW/ha
1019.0625 | kW/ha
1159.9509 | kW/ha
1180.3565 | kW/ha
1024.517 | kW/ha
838.6964 | kW/ha
638.6026 | kW/ha
460.1975 | kW/ha
279.2544 | kW/ha
102.509 | kW/ha
14.957 | kW/ha
0 | kW/ha
0 | kW/ha
0 | kW/ha
0 | kW/ha
0 | kW/ha
0 | kW/ha
0 | kW/ha
0 | kW/ha
4.8137 | kW/ha
54.821 | kW/ha
182.515 | kW/ha
399.5784 | kW/ha
608.0954 | kW/ha
768.3618 | kW/ha
942.1797 | kW/ha
1034.4608 | kW/ha
1060.9403 | kW/ha
1036.5028 | kW/ha
908.4485 | kW/ha
735.0187 | kW/ha
529.6467 | kW/ha
295.1183 | kW/ha
101.8357 | kW/ha
14.6131 | kW/ha
0 | kW/ha
0 | kW/ha
0 | kW/ha
0 | kW/ha
0 | kW/ha
0 | kW/ha
0 | kW/ha
0 | kW/ha
6.8496 | kW/ha
75.6594 | kW/ha
244.3253 | kW/ha
488.9099 | kW/ha
710.7198 | kW/ha
904.4995 | kW/ha
1151.7679 | kW/ha
1294.3038 | kW/ha
1290.0885 | kW/ha
1177.9109 | kW/ha
1001.1851 | kW/ha
811.4123 | kW/ha
569.4889 | kW/ha
309.194 | kW/ha
103.4584 | kW/ha
15.9936 | kW/ha
0 | kW/ha
0 | kW/ha
0 | kW/ha
0 | kW/ha
0 | kW/ha
0 | kW/ha
0 | kW/ha
0 | kW/ha
7.0504 | kW/ha
66.2282 | kW/ha
216.4088 | kW/ha
397.8122 | kW/ha
556.5904 | kW/ha
664.1096 | kW/ha
772.6154 | kW/ha
876.7871 | kW/ha
908.1383 | kW/ha
846.6234 | kW/ha
725.8438 | kW/ha
616.316 | kW/ha
455.2037 | kW/ha
257.4627 | kW/ha
98.3211 | kW/ha
14.8329 | kW/ha
0 | kW/ha
0 | kW/ha
0 | kW/ha
0 | kW/ha
0 | kW/ha
0 | kW/ha
0 | kW/ha
0 | kW/ha
7.1781 | kW/ha
67.343 | kW/ha
215.3827 | kW/ha
421.2047 | kW/ha
626.7042 | kW/ha
848.9031 | kW/ha
1035.9145 | kW/ha
1119.0614 | kW/ha
1125.9467 | kW/ha
1020.2863 | kW/ha
865.015 | kW/ha
721.7953 | kW/ha
524.6793 | kW/ha
290.7917 | kW/ha
106.1466 | kW/ha
17.5817 | kW/ha
0 | kW/ha
0 | kW/ha
0 | kW/ha
0 | kW/ha
0 | kW/ha
0 | kW/ha
0 | kW/ha
0 | kW/ha
11.2422 | kW/ha
96.1738 | kW/ha
281.6678 | kW/ha
509.3977 | kW/ha
729.1121 | kW/ha
914.6002 | kW/ha
1056.9604 | kW/ha
1146.1079 | kW/ha
1149.0279 | kW/ha
1074.7821 | kW/ha
926.1352 | kW/ha
741.3674 | kW/ha
542.0653 | kW/ha
309.9401 | kW/ha
118.2965 | kW/ha
22.1382 | kW/ha
0 | kW/ha
0 | kW/ha
0 | kW/ha
0 | kW/ha
0 | kW/ha
0 | kW/ha
0 | kW/ha
0 | kW/ha
10.4098 | kW/ha
90.9376 | kW/ha
268.3045 | kW/ha
502.6667 | kW/ha
733.3611 | kW/ha
863.491 | kW/ha
913.1592 | kW/ha
975.2644 | kW/ha
1052.3116 | kW/ha
1080.3962 | kW/ha
996.6806 | kW/ha
812.9286 | kW/ha
575.0682 | kW/ha
331.4921 | kW/ha
131.2308 | kW/ha
23.349 | kW/ha
0 | kW/ha
0 | kW/ha
0 | kW/ha
0 | kW/ha
0 | kW/ha
0 | kW/ha
0 | kW/ha
0 | kW/ha
13.8562 | kW/ha
102.3349 | kW/ha
282.1844 | kW/ha
518.4161 | kW/ha
770.6163 | kW/ha
963.1797 | kW/ha
1157.8887 | kW/ha
1277.272 | kW/ha
1257.7542 | kW/ha
1210.1971 | kW/ha
1053.7458 | kW/ha
803.6595 | kW/ha
562.6516 | kW/ha
338.4364 | kW/ha
138.7308 | kW/ha
23.9325 | kW/ha
0 | kW/ha
0 | kW/ha
0 | kW/ha
0 | kW/ha
0 | kW/ha
0 | kW/ha
0 | kW/ha
0 | kW/ha
14.4296 | kW/ha
89.7485 | kW/ha
248.3492 | kW/ha
450.0695 | kW/ha
647.4085 | kW/ha
805.8901 | kW/ha
895.2187 | kW/ha
938.3049 | kW/ha
1026.8494 | kW/ha
1057.4816 | kW/ha
918.1685 | kW/ha
716.9772 | kW/ha
514.8696 | kW/ha
303.8984 | kW/ha
120.5167 | kW/ha
23.5552 | kW/ha
0.115 | kW/ha
0 | kW/ha
0 | kW/ha
0 | kW/ha
0 | kW/ha
0 | kW/ha
0 | kW/ha
0 | kW/ha
14.9675 | kW/ha
103.9587 | kW/ha
297.9031 | kW/ha
546.1276 | kW/ha
810.5249 | kW/ha
1056.1708 | kW/ha
1215.1529 | kW/ha
1318.5326 | kW/ha
1337.057 | kW/ha
1248.8032 | kW/ha
1120.1376 | kW/ha
911.2482 | kW/ha
638.0841 | kW/ha
361.7592 | kW/ha
141.2186 | kW/ha
28.9052 | kW/ha
0.45965 | kW/ha
0 | kW/ha
0 | kW/ha
0 | kW/ha
0 | kW/ha
0 | kW/ha
0 | kW/ha
0 | kW/ha
16.2641 | kW/ha
107.1364 | kW/ha
305.5977 | kW/ha
543.0364 | kW/ha
775.6482 | kW/ha
970.771 | kW/ha
1147.7541 | kW/ha
1286.6 | kW/ha
1316.9798 | kW/ha
1247.4295 | kW/ha
1089.2132 | kW/ha
878.7282 | kW/ha
627.6721 | kW/ha
357.8708 | kW/ha
141.9246 | kW/ha
29.8213 | kW/ha
0.33972 | kW/ha
0 | kW/ha
0 | kW/ha
0 | kW/ha
0 | kW/ha
0 | kW/ha
0 | kW/ha
0 | kW/ha
19.9319 | kW/ha
124.309 | kW/ha
339.9596 | kW/ha
603.3366 | kW/ha
850.9231 | kW/ha
1057.1332 | kW/ha
1213.8663 | kW/ha
1348.8494 | kW/ha
1403.1468 | kW/ha
1363.2316 | kW/ha
1193.6683 | kW/ha
938.7151 | kW/ha
681.4593 | kW/ha
395.2993 | kW/ha
160.2808 | kW/ha
33.6185 | kW/ha
1.2566 | kW/ha
0 | kW/ha
0 | kW/ha
0 | kW/ha
0 | kW/ha
0 | kW/ha
0 | kW/ha
0 | kW/ha
21.3769 | kW/ha
123.4197 | kW/ha
320.2351 | kW/ha
555.6756 | kW/ha
791.462 | kW/ha
995.8034 | kW/ha
1153.1916 | kW/ha
1268.3891 | kW/ha
1301.5178 | kW/ha
1240.2813 | kW/ha
1110.4567 | kW/ha
926.5152 | kW/ha
675.2507 | kW/ha
391.8216 | kW/ha
161.163 | kW/ha
33.6538 | kW/ha
0.90563 | kW/ha
0 | kW/ha
0 | kW/ha
0 | kW/ha
0 | kW/ha
0 | kW/ha
0 | kW/ha
0.34437 | kW/ha
22.8262 | kW/ha
121.6557 | kW/ha
297.1146 | kW/ha
512.6664 | kW/ha
746.0428 | kW/ha
971.6823 | kW/ha
1141.6767 | kW/ha
1206.3048 | kW/ha
1212.873 | kW/ha
1175.8002 | kW/ha
1011.191 | kW/ha
741.7038 | kW/ha
508.1679 | kW/ha
328.0926 | kW/ha
152.3062 | kW/ha
34.9666 | kW/ha
1.0184 | kW/ha
0 | kW/ha
0 | kW/ha
0 | kW/ha
0 | kW/ha
0 | kW/ha
0 | kW/ha
0 | kW/ha
23.0851 | kW/ha
124.861 | kW/ha
329.7022 | kW/ha
590.7095 | kW/ha
864.8353 | kW/ha
1087.5939 | kW/ha
1237.2054 | kW/ha
1338.9484 | kW/ha
1352.4886 | kW/ha
1233.7623 | kW/ha
1066.5133 | kW/ha
917.8948 | kW/ha
700.9181 | kW/ha
421.5449 | kW/ha
178.9489 | kW/ha
40.1936 | kW/ha
1.8113 | kW/ha
0 | kW/ha
0 | kW/ha
0 | kW/ha
0 | kW/ha
0 | kW/ha
0 | kW/ha
0.34006 | kW/ha
22.4655 | kW/ha
115.9242 | kW/ha
305.9966 | kW/ha
567.0427 | kW/ha
835.1329 | kW/ha
1061.86 | kW/ha
1197.8394 | kW/ha
1244.1931 | kW/ha
1247.1639 | kW/ha
1221.9224 | kW/ha
1113.485 | kW/ha
909.1417 | kW/ha
664.3977 | kW/ha
406.1409 | kW/ha
177.8746 | kW/ha
39.6095 | kW/ha
1.8191 | kW/ha
0 | kW/ha
0 | kW/ha
0 | kW/ha
0 | kW/ha
0 | kW/ha
0 | kW/ha
0.11094 | kW/ha
26.4809 | kW/ha
125.2359 | kW/ha
331.2346 | kW/ha
587.0254 | kW/ha
831.4812 | kW/ha
1014.7355 | kW/ha
1174.4862 | kW/ha
1326.269 | kW/ha
1393.519 | kW/ha
1366.6079 | kW/ha
1241.1665 | kW/ha
1011.2488 | kW/ha
733.5729 | kW/ha
448.0001 | kW/ha
195.7264 | kW/ha
50.9411 | kW/ha
2.5071 | kW/ha
0 | kW/ha
0 | kW/ha
0 | kW/ha
0 | kW/ha
0 | kW/ha
0 | kW/ha
0.3447 | kW/ha
29.2486 | kW/ha
148.5486 | kW/ha
380.6538 | kW/ha
658.7926 | kW/ha
895.2379 | kW/ha
1066.7089 | kW/ha
1206.0694 | kW/ha
1306.5511 | kW/ha
1292.9383 | kW/ha
1251.576 | kW/ha
1192.374 | kW/ha
981.5621 | kW/ha
721.7374 | kW/ha
455.0541 | kW/ha
195.1946 | kW/ha
47.2681 | kW/ha
2.9523 | kW/ha
0 | kW/ha
0 | kW/ha
0 | kW/ha
0 | kW/ha
0 | kW/ha
0 | kW/ha
1.029 | kW/ha
32.457 | kW/ha
153.0097 | kW/ha
375.4346 | kW/ha
654.1342 | kW/ha
892.3667 | kW/ha
1086.7446 | kW/ha
1245.6275 | kW/ha
1346.0078 | kW/ha
1358.2309 | kW/ha
1286.1826 | kW/ha
1201.8242 | kW/ha
1024.51 | kW/ha
754.0885 | kW/ha
455.4941 | kW/ha
192.8029 | kW/ha
49.6062 | kW/ha
3.8861 | kW/ha
0 | kW/ha
0 | kW/ha
0 | kW/ha
0 | kW/ha
0 | kW/ha
0 | kW/ha
1.2688 | kW/ha
33.5194 | kW/ha
160.1029 | kW/ha
368.4259 | kW/ha
608.2679 | kW/ha
872.2634 | kW/ha
1072.5395 | kW/ha
1230.6938 | kW/ha
1374.7817 | kW/ha
1384.8596 | kW/ha
1284.7855 | kW/ha
1153.211 | kW/ha
977.7139 | kW/ha
716.4444 | kW/ha
427.559 | kW/ha
198.2667 | kW/ha
54.2182 | kW/ha
3.5533 | kW/ha
0 | kW/ha
0 | kW/ha
0 | kW/ha
0 | kW/ha
0 | kW/ha
0 | kW/ha
1.153 | kW/ha
30.2959 | kW/ha
137.3901 | kW/ha
337.3837 | kW/ha
567.0991 | kW/ha
780.7682 | kW/ha
1007.6397 | kW/ha
1193.6191 | kW/ha
1274.673 | kW/ha
1291.9286 | kW/ha
1242.7604 | kW/ha
1111.3463 | kW/ha
931.3641 | kW/ha
696.9171 | kW/ha
429.2557 | kW/ha
196.8832 | kW/ha
51.671 | kW/ha
3.8639 | kW/ha
0 | kW/ha
0 | kW/ha
0 | kW/ha
0 | kW/ha
0 | kW/ha
0 | kW/ha
1.2782 | kW/ha
30.961 | kW/ha
135.2265 | kW/ha
315.8331 | kW/ha
513.0949 | kW/ha
716.6821 | kW/ha
916.674 | kW/ha
1080.1949 | kW/ha
1241.6512 | kW/ha
1318.1641 | kW/ha
1189.0765 | kW/ha
977.0246 | kW/ha
808.4683 | kW/ha
611.3329 | kW/ha
376.142 | kW/ha
171.0447 | kW/ha
42.9807 | kW/ha
3.3549 | kW/ha
0 | kW/ha
0 | kW/ha
0 | kW/ha
0 | kW/ha
0 | kW/ha
0 | kW/ha
1.6185 | kW/ha
35.1897 | kW/ha
141.3663 | kW/ha
312.3417 | kW/ha
505.8841 | kW/ha
670.658 | kW/ha
863.5064 | kW/ha
1056.7909 | kW/ha
1145.2539 | kW/ha
1181.6491 | kW/ha
1157.2925 | kW/ha
1069.8229 | kW/ha
905.9657 | kW/ha
647.8536 | kW/ha
390.2518 | kW/ha
182.6284 | kW/ha
49.4236 | kW/ha
3.6283 | kW/ha
0 | kW/ha
0 | kW/ha
0 | kW/ha
0 | kW/ha
0 | kW/ha
0 | kW/ha
1.4857 | kW/ha
30.7038 | kW/ha
134.3204 | kW/ha
306.2995 | kW/ha
516.4105 | kW/ha
762.5866 | kW/ha
1033.2091 | kW/ha
1216.7214 | kW/ha
1270.9481 | kW/ha
1247.4358 | kW/ha
1169.5043 | kW/ha
994.8966 | kW/ha
802.362 | kW/ha
620.7982 | kW/ha
392.6625 | kW/ha
191.7173 | kW/ha
52.0632 | kW/ha
1.8067 | kW/ha
0 | kW/ha
0 | kW/ha
0 | kW/ha
0 | kW/ha
0 | kW/ha
0 | kW/ha
1.3658 | kW/ha
38.4263 | kW/ha
156.6741 | kW/ha
339.7757 | kW/ha
574.1887 | kW/ha
844.0426 | kW/ha
1066.4847 | kW/ha
1203.339 | kW/ha
1284.4143 | kW/ha
1268.5542 | kW/ha
1181.2226 | kW/ha
1054.2393 | kW/ha
834.4667 | kW/ha
613.1483 | kW/ha
412.0031 | kW/ha
196.5108 | kW/ha
47.9246 | kW/ha
0.70852 | kW/ha
0 | kW/ha
0 | kW/ha
0 | kW/ha
0 | kW/ha
0 | kW/ha
0 | kW/ha
2.2886 | kW/ha
41.7347 | kW/ha
175.6968 | kW/ha
380.4966 | kW/ha
592.5865 | kW/ha
795.1033 | kW/ha
993.7435 | kW/ha
1140.8571 | kW/ha
1260.5471 | kW/ha
1305.0126 | kW/ha
1219.9533 | kW/ha
1088.547 | kW/ha
918.2793 | kW/ha
678.9529 | kW/ha
420.1753 | kW/ha
207.0521 | kW/ha
55.7622 | kW/ha
1.2763 | kW/ha
0 | kW/ha
0 | kW/ha
0 | kW/ha
0 | kW/ha
0 | kW/ha
0 | kW/ha
3.0601 | kW/ha
43.906 | kW/ha
172.7454 | kW/ha
396.8516 | kW/ha
658.6002 | kW/ha
871.3559 | kW/ha
1055.3492 | kW/ha
1234.0655 | kW/ha
1388.357 | kW/ha
1430.115 | kW/ha
1320.7892 | kW/ha
1143.9295 | kW/ha
912.3737 | kW/ha
669.5713 | kW/ha
427.9615 | kW/ha
208.256 | kW/ha
60.9594 | kW/ha
2.1447 | kW/ha
0 | kW/ha
0 | kW/ha
0 | kW/ha
0 | kW/ha
0 | kW/ha
0 | kW/ha
2.712 | kW/ha
36.6751 | kW/ha
142.1237 | kW/ha
337.8802 | kW/ha
570.0935 | kW/ha
797.4379 | kW/ha
962.7327 | kW/ha
1046.8855 | kW/ha
1126.45 | kW/ha
1161.931 | kW/ha
1166.9308 | kW/ha
1168.5102 | kW/ha
1014.8438 | kW/ha
749.4955 | kW/ha
482.4509 | kW/ha
230.7986 | kW/ha
64.0896 | kW/ha
2.8128 | kW/ha
0 | kW/ha
0 | kW/ha
0 | kW/ha
0 | kW/ha
0 | kW/ha
0 | kW/ha
3.5105 | kW/ha
46.3387 | kW/ha
189.3968 | kW/ha
414.5458 | kW/ha
656.9706 | kW/ha
923.1092 | kW/ha
1156.6996 | kW/ha
1337.4589 | kW/ha
1442.4695 | kW/ha
1449.1722 | kW/ha
1366.5492 | kW/ha
1215.8537 | kW/ha
1044.0392 | kW/ha
802.8956 | kW/ha
515.1925 | kW/ha
250.9011 | kW/ha
69.6786 | kW/ha
4.2312 | kW/ha
0 | kW/ha
0 | kW/ha
0 | kW/ha
0 | kW/ha
0 | kW/ha
0 | kW/ha
4.2708 | kW/ha
54.8624 | kW/ha
203.5374 | kW/ha
410.0133 | kW/ha
662.0165 | kW/ha
937.9683 | kW/ha
1091.6307 | kW/ha
1161.0429 | kW/ha
1177.3088 | kW/ha
1170.6603 | kW/ha
1152.037 | kW/ha
1026.576 | kW/ha
863.1479 | kW/ha
658.4845 | kW/ha
420.5274 | kW/ha
212.9121 | kW/ha
62.382 | kW/ha
4.3386 | kW/ha
0 | kW/ha
0 | kW/ha
0 | kW/ha
0 | kW/ha
0 | kW/ha
0 | kW/ha
3.6997 | kW/ha
44.5074 | kW/ha
153.2829 | kW/ha
332.6647 | kW/ha
544.1284 | kW/ha
785.2935 | kW/ha
1045.8899 | kW/ha
1228.3104 | kW/ha
1282.994 | kW/ha
1280.3908 | kW/ha
1239.8504 | kW/ha
1109.4634 | kW/ha
919.8675 | kW/ha
681.1757 | kW/ha
442.5348 | kW/ha
233.2047 | kW/ha
68.7242 | kW/ha
5.9613 | kW/ha
0 | kW/ha
0 | kW/ha
0 | kW/ha
0 | kW/ha
0 | kW/ha
0 | kW/ha
3.0591 | kW/ha
48.3702 | kW/ha
185.1293 | kW/ha
398.0029 | kW/ha
617.0774 | kW/ha
830.992 | kW/ha
1006.8193 | kW/ha
1104.6794 | kW/ha
1168.6809 | kW/ha
1155.2563 | kW/ha
1051.9154 | kW/ha
940.3326 | kW/ha
773.2995 | kW/ha
567.8407 | kW/ha
371.6484 | kW/ha
192.0005 | kW/ha
65.7863 | kW/ha
5.9412 | kW/ha
0 | kW/ha
0 | kW/ha
0 | kW/ha
0 | kW/ha
0 | kW/ha
0 | kW/ha
0.66958 | kW/ha
44.6204 | kW/ha
175.8242 | kW/ha
386.0053 | kW/ha
652.0346 | kW/ha
901.3009 | kW/ha
1090.4108 | kW/ha
1175.5032 | kW/ha
1241.6947 | kW/ha
1220.623 | kW/ha
1069.0355 | kW/ha
961.9161 | kW/ha
830.6601 | kW/ha
617.8373 | kW/ha
382.4221 | kW/ha
187.8822 | kW/ha
59.0652 | kW/ha
6.1284 | kW/ha
0 | kW/ha
0 | kW/ha
0 | kW/ha
0 | kW/ha
0 | kW/ha
0 | kW/ha
0.82855 | kW/ha
47.4446 | kW/ha
170.4265 | kW/ha
352.7375 | kW/ha
587.6888 | kW/ha
837.1904 | kW/ha
1014.9392 | kW/ha
1130.7949 | kW/ha
1235.0621 | kW/ha
1272.603 | kW/ha
1198.3538 | kW/ha
1056.6419 | kW/ha
922.9393 | kW/ha
736.8988 | kW/ha
488.8694 | kW/ha
258.6671 | kW/ha
82.0349 | kW/ha
8.1644 | kW/ha
0 | kW/ha
0 | kW/ha
0 | kW/ha
0 | kW/ha
0 | kW/ha
0 | kW/ha
1.1827 | kW/ha
52.0827 | kW/ha
187.2071 | kW/ha
391.0007 | kW/ha
633.8248 | kW/ha
884.9775 | kW/ha
1110.1959 | kW/ha
1244.3893 | kW/ha
1249.556 | kW/ha
1230.94 | kW/ha
1212.3593 | kW/ha
1083.6249 | kW/ha
873.8769 | kW/ha
650.1298 | kW/ha
410.5945 | kW/ha
201.4703 | kW/ha
67.1091 | kW/ha
7.291 | kW/ha
0 | kW/ha
0 | kW/ha
0 | kW/ha
0 | kW/ha
0 | kW/ha
0 | kW/ha
1.6924 | kW/ha
47.6607 | kW/ha
170.7944 | kW/ha
335.4268 | kW/ha
569.6109 | kW/ha
817.3509 | kW/ha
1040.1719 | kW/ha
1177.5021 | kW/ha
1212.116 | kW/ha
1213.3016 | kW/ha
1185.6104 | kW/ha
1137.2194 | kW/ha
976.305 | kW/ha
746.1401 | kW/ha
499.9512 | kW/ha
246.1823 | kW/ha
72.5673 | kW/ha
8.0356 | kW/ha
0 | kW/ha
0 | kW/ha
0 | kW/ha
0 | kW/ha
0 | kW/ha
0 | kW/ha
1.6472 | kW/ha
45.6514 | kW/ha
167.6845 | kW/ha
346.6297 | kW/ha
550.464 | kW/ha
756.3238 | kW/ha
953.9356 | kW/ha
1113.9187 | kW/ha
1225.0886 | kW/ha
1255.77 | kW/ha
1213.8749 | kW/ha
1126.2717 | kW/ha
961.1189 | kW/ha
742.6596 | kW/ha
488.092 | kW/ha
242.4721 | kW/ha
77.0714 | kW/ha
9.2802 | kW/ha
0 | kW/ha
0 | kW/ha
0 | kW/ha
0 | kW/ha
0 | kW/ha
0 | kW/ha
2.2421 | kW/ha
59.428 | kW/ha
218.925 | kW/ha
427.1706 | kW/ha
653.5079 | kW/ha
896.5095 | kW/ha
1132.432 | kW/ha
1307.0456 | kW/ha
1319.3978 | kW/ha
1234.3368 | kW/ha
1197.4157 | kW/ha
1158.9521 | kW/ha
998.0013 | kW/ha
761.3807 | kW/ha
507.3201 | kW/ha
252.6887 | kW/ha
78.6073 | kW/ha
10.3371 | kW/ha
0 | kW/ha
0 | kW/ha
0 | kW/ha
0 | kW/ha
0 | kW/ha
0 | kW/ha
2.6847 | kW/ha
52.1054 | kW/ha
185.1506 | kW/ha
386.3081 | kW/ha
655.7603 | kW/ha
901.6528 | kW/ha
1040.05 | kW/ha
1174.3034 | kW/ha
1284.4631 | kW/ha
1278.4502 | kW/ha
1191.7457 | kW/ha
1071.9616 | kW/ha
892.3454 | kW/ha
669.563 | kW/ha
455.5013 | kW/ha
244.6 | kW/ha
82.5216 | kW/ha
11.2784 | kW/ha
0 | kW/ha
0 | kW/ha
0 | kW/ha
0 | kW/ha
0 | kW/ha
0 | kW/ha
3.862 | kW/ha
53.3416 | kW/ha
167.9942 | kW/ha
331.7408 | kW/ha
526.9293 | kW/ha
774.4344 | kW/ha
997.0779 | kW/ha
1119.3421 | kW/ha
1181.0533 | kW/ha
1136.2651 | kW/ha
1057.0173 | kW/ha
976.7493 | kW/ha
821.0572 | kW/ha
606.0299 | kW/ha
388.9704 | kW/ha
208.3495 | kW/ha
72.6928 | kW/ha
10.4017 | kW/ha
0 | kW/ha
0 | kW/ha
0 | kW/ha
0 | kW/ha
0 | kW/ha
0 | kW/ha
3.7521 | kW/ha
49.1854 | kW/ha
170.0205 | kW/ha
364.2535 | kW/ha
592.0554 | kW/ha
819.4829 | kW/ha
1057.5564 | kW/ha
1242.1493 | kW/ha
1313.2042 | kW/ha
1290.0925 | kW/ha
1232.7812 | kW/ha
1110.1762 | kW/ha
902.8701 | kW/ha
688.4204 | kW/ha
470.451 | kW/ha
254.6624 | kW/ha
87.5337 | kW/ha
11.802 | kW/ha
0 | kW/ha
0 | kW/ha
0 | kW/ha
0 | kW/ha
0 | kW/ha
0 | kW/ha
4.1322 | kW/ha
51.8754 | kW/ha
182.0269 | kW/ha
370.5884 | kW/ha
551.0633 | kW/ha
733.9455 | kW/ha
901.1007 | kW/ha
990.8985 | kW/ha
1073.7212 | kW/ha
1156.4241 | kW/ha
1102.6746 | kW/ha
998.1388 | kW/ha
881.8698 | kW/ha
682.706 | kW/ha
449.4106 | kW/ha
227.3619 | kW/ha
78.2588 | kW/ha
12.3194 | kW/ha
0 | kW/ha
0 | kW/ha
0 | kW/ha
0 | kW/ha
0 | kW/ha
0 | kW/ha
4.2105 | kW/ha
53.6006 | kW/ha
177.5369 | kW/ha
378.3871 | kW/ha
620.8335 | kW/ha
863.0647 | kW/ha
1073.9133 | kW/ha
1200.5033 | kW/ha
1272.5698 | kW/ha
1299.891 | kW/ha
1240.9234 | kW/ha
1132.1649 | kW/ha
948.8085 | kW/ha
713.1079 | kW/ha
476.1757 | kW/ha
241.1997 | kW/ha
80.2058 | kW/ha
13.2582 | kW/ha
0 | kW/ha
0 | kW/ha
0 | kW/ha
0 | kW/ha
0 | kW/ha
0 | kW/ha
3.8814 | kW/ha
43.2494 | kW/ha
160.69 | kW/ha
344.6471 | kW/ha
582.6571 | kW/ha
819.7305 | kW/ha
1011.8693 | kW/ha
1211.0525 | kW/ha
1304.9773 | kW/ha
1271.7899 | kW/ha
1244.2292 | kW/ha
1147.81 | kW/ha
948.1424 | kW/ha
726.3214 | kW/ha
496.875 | kW/ha
269.5409 | kW/ha
94.6124 | kW/ha
13.7924 | kW/ha
0 | kW/ha
0 | kW/ha
0 | kW/ha
0 | kW/ha
0 | kW/ha
0 | kW/ha
5.2416 | kW/ha
57.2214 | kW/ha
193.8021 | kW/ha
384.5492 | kW/ha
578.7054 | kW/ha
771.2429 | kW/ha
929.4803 | kW/ha
1029.1549 | kW/ha
1112.1532 | kW/ha
1164.7993 | kW/ha
1151.102 | kW/ha
1077.3406 | kW/ha
903.08 | kW/ha
674.3597 | kW/ha
464.4126 | kW/ha
253.5349 | kW/ha
88.6643 | kW/ha
14.4386 | kW/ha
0 | kW/ha
0 | kW/ha
0 | kW/ha
0 | kW/ha
0 | kW/ha
0 | kW/ha
4.8991 | kW/ha
55.2581 | kW/ha
185.2742 | kW/ha
397.6471 | kW/ha
614.1477 | kW/ha
796.4828 | kW/ha
1018.8528 | kW/ha
1200.2691 | kW/ha
1301.3959 | kW/ha
1327.6229 | kW/ha
1265.9193 | kW/ha
1180.6204 | kW/ha
1022.1031 | kW/ha
772.1429 | kW/ha
513.3984 | kW/ha
279.2783 | kW/ha
97.5646 | kW/ha
14.2335 | kW/ha
0 | kW/ha
0 | kW/ha
0 | kW/ha
0 | kW/ha
0 | kW/ha
0 | kW/ha
4.8792 | kW/ha
45.307 | kW/ha
145.8249 | kW/ha
335.1756 | kW/ha
572.7993 | kW/ha
782.0913 | kW/ha
974.0627 | kW/ha
1077.9432 | kW/ha
1150.9275 | kW/ha
1228.5864 | kW/ha
1186.474 | kW/ha
1063.3372 | kW/ha
894.1477 | kW/ha
687.2436 | kW/ha
467.4393 | kW/ha
249.406 | kW/ha
86.1899 | kW/ha
13.6544 | kW/ha
0 | kW/ha
0 | kW/ha
0 | kW/ha
0 | kW/ha
0 | kW/ha
0 | kW/ha
5.4556 | kW/ha
55.7581 | kW/ha
182.149 | kW/ha
361.7968 | kW/ha
569.32 | kW/ha
807.1002 | kW/ha
1009.0536 | kW/ha
1146.6711 | kW/ha
1238.633 | kW/ha
1302.9892 | kW/ha
1279.5771 | kW/ha
1143.3033 | kW/ha
958.5012 | kW/ha
737.0233 | kW/ha
502.6589 | kW/ha
271.2335 | kW/ha
97.2371 | kW/ha
16.71 | kW/ha
0 | kW/ha
0 | kW/ha
0 | kW/ha
0 | kW/ha
0 | kW/ha
0 | kW/ha
6.2993 | kW/ha
57.1874 | kW/ha
197.0508 | kW/ha
400.6698 | kW/ha
644.6282 | kW/ha
870.5752 | kW/ha
1028.1122 | kW/ha
1117.725 | kW/ha
1134.2333 | kW/ha
1104.9174 | kW/ha
1044.9493 | kW/ha
985.7331 | kW/ha
880.6827 | kW/ha
682.2799 | kW/ha
455.374 | kW/ha
246.6153 | kW/ha
88.5631 | kW/ha
14.1897 | kW/ha
0 | kW/ha
0 | kW/ha
0 | kW/ha
0 | kW/ha
0 | kW/ha
0 | kW/ha
5.6943 | kW/ha
53.6804 | kW/ha
186.5304 | kW/ha
374.8102 | kW/ha
600.6139 | kW/ha
816.3796 | kW/ha
982.6323 | kW/ha
1080.1698 | kW/ha
1164.3096 | kW/ha
1201.0471 | kW/ha
1155.6749 | kW/ha
1051.8106 | kW/ha
868.3435 | kW/ha
661.675 | kW/ha
438.7052 | kW/ha
235.8554 | kW/ha
87.8982 | kW/ha
14.974 | kW/ha
0 | kW/ha
0 | kW/ha
0 | kW/ha
0 | kW/ha
0 | kW/ha
0 | kW/ha
5.1743 | kW/ha
54.0706 | kW/ha
172.6849 | kW/ha
349.9001 | kW/ha
561.6183 | kW/ha
781.26 | kW/ha
920.4979 | kW/ha
1050.3586 | kW/ha
1204.4952 | kW/ha
1223.2452 | kW/ha
1133.6441 | kW/ha
1011.8425 | kW/ha
866.968 | kW/ha
679.0679 | kW/ha
467.2838 | kW/ha
258.5089 | kW/ha
91.8744 | kW/ha
15.9871 | kW/ha
0 | kW/ha
0 | kW/ha
0 | kW/ha
0 | kW/ha
0 | kW/ha
0 | kW/ha
5.3587 | kW/ha
52.9393 | kW/ha
176.2171 | kW/ha
365.3454 | kW/ha
556.7181 | kW/ha
713.1252 | kW/ha
897.5193 | kW/ha
1053.7579 | kW/ha
1130.3659 | kW/ha
1209.6438 | kW/ha
1228.6763 | kW/ha
1144.6376 | kW/ha
1024.3005 | kW/ha
796.9314 | kW/ha
491.671 | kW/ha
254.1592 | kW/ha
96.202 | kW/ha
16.489 | kW/ha
0 | kW/ha
0 | kW/ha
0 | kW/ha
0 | kW/ha
0 | kW/ha
0 | kW/ha
5.7624 | kW/ha
54.0398 | kW/ha
180.083 | kW/ha
359.4315 | kW/ha
543.7829 | kW/ha
763.8231 | kW/ha
988.5535 | kW/ha
1146.3641 | kW/ha
1253.0518 | kW/ha
1334.7448 | kW/ha
1321.9647 | kW/ha
1174.7928 | kW/ha
995.5781 | kW/ha
767.1262 | kW/ha
521.9369 | kW/ha
309.1462 | kW/ha
118.7014 | kW/ha
19.9463 | kW/ha
0 | kW/ha
0 | kW/ha
0 | kW/ha
0 | kW/ha
0 | kW/ha
0 | kW/ha
5.9082 | kW/ha
60.8029 | kW/ha
198.9158 | kW/ha
433.9865 | kW/ha
697.5619 | kW/ha
937.0118 | kW/ha
1126.5151 | kW/ha
1252.7119 | kW/ha
1345.2589 | kW/ha
1361.0471 | kW/ha
1296.796 | kW/ha
1149.1356 | kW/ha
964.373 | kW/ha
779.0659 | kW/ha
543.3229 | kW/ha
287.5535 | kW/ha
99.1982 | kW/ha
16.6452 | kW/ha
0.11041 | kW/ha
0 | kW/ha
0 | kW/ha
0 | kW/ha
0 | kW/ha
0 | kW/ha
5.9826 | kW/ha
49.7974 | kW/ha
162.1094 | kW/ha
364.981 | kW/ha
569.6171 | kW/ha
708.1863 | kW/ha
864.2474 | kW/ha
1040.8708 | kW/ha
1151.4748 | kW/ha
1192.1406 | kW/ha
1117.755 | kW/ha
945.8158 | kW/ha
731.4228 | kW/ha
531.684 | kW/ha
394.3823 | kW/ha
231.5317 | kW/ha
82.2601 | kW/ha
14.3558 | kW/ha
0.11218 | kW/ha
0 | kW/ha
0 | kW/ha
0 | kW/ha
0 | kW/ha
0 | kW/ha
6.0112 | kW/ha
55.7251 | kW/ha
183.8098 | kW/ha
389.2772 | kW/ha
591.1541 | kW/ha
758.9245 | kW/ha
912.6614 | kW/ha
1079.5205 | kW/ha
1255.3785 | kW/ha
1342.964 | kW/ha
1269.1828 | kW/ha
1089.6227 | kW/ha
939.5768 | kW/ha
752.0494 | kW/ha
513.4875 | kW/ha
295.3918 | kW/ha
109.1618 | kW/ha
17.1738 | kW/ha
0.22518 | kW/ha
0 | kW/ha
0 | kW/ha
0 | kW/ha
0 | kW/ha
0 | kW/ha
6.0198 | kW/ha
50.8898 | kW/ha
173.2953 | kW/ha
337.8659 | kW/ha
507.4739 | kW/ha
732.6523 | kW/ha
948.495 | kW/ha
1080.1116 | kW/ha
1179.842 | kW/ha
1248.0391 | kW/ha
1239.1633 | kW/ha
1139.4799 | kW/ha
956.0587 | kW/ha
721.7042 | kW/ha
472.5901 | kW/ha
254.0699 | kW/ha
100.6062 | kW/ha
18.7316 | kW/ha
0 | kW/ha
0 | kW/ha
0 | kW/ha
0 | kW/ha
0 | kW/ha
0 | kW/ha
5.5093 | kW/ha
50.9679 | kW/ha
155.6709 | kW/ha
326.2768 | kW/ha
563.5258 | kW/ha
776.3738 | kW/ha
951.6557 | kW/ha
1108.1305 | kW/ha
1242.0982 | kW/ha
1221.6035 | kW/ha
1103.1413 | kW/ha
970.236 | kW/ha
794.4219 | kW/ha
657.8383 | kW/ha
475.5989 | kW/ha
263.7799 | kW/ha
99.8577 | kW/ha
16.3854 | kW/ha
0.11235 | kW/ha
0 | kW/ha
0 | kW/ha
0 | kW/ha
0 | kW/ha
0 | kW/ha
5.5754 | kW/ha
62.4503 | kW/ha
187.2244 | kW/ha
370.9835 | kW/ha
635.796 | kW/ha
927.9374 | kW/ha
1088.7789 | kW/ha
1162.4575 | kW/ha
1275.7742 | kW/ha
1217.2698 | kW/ha
1082.1019 | kW/ha
1073.8482 | kW/ha
955.4871 | kW/ha
729.1795 | kW/ha
496.4709 | kW/ha
269.459 | kW/ha
105.907 | kW/ha
19.5305 | kW/ha
0 | kW/ha
0 | kW/ha
0 | kW/ha
0 | kW/ha
0 | kW/ha
0 | kW/ha
5.7418 | kW/ha
52.6042 | kW/ha
164.3979 | kW/ha
339.8761 | kW/ha
576.9948 | kW/ha
811.1208 | kW/ha
1009.1156 | kW/ha
1154.4136 | kW/ha
1258.0939 | kW/ha
1252.604 | kW/ha
1181.0903 | kW/ha
1130.781 | kW/ha
957.3789 | kW/ha
716.0958 | kW/ha
481.0798 | kW/ha
250.6667 | kW/ha
91.5178 | kW/ha
17.4706 | kW/ha
0.22211 | kW/ha
0 | kW/ha
0 | kW/ha
0 | kW/ha
0 | kW/ha
0 | kW/ha
5.0761 | kW/ha
52.5435 | kW/ha
166.4573 | kW/ha
332.8995 | kW/ha
553.7785 | kW/ha
789.708 | kW/ha
963.6764 | kW/ha
1081.2805 | kW/ha
1131.8038 | kW/ha
1120.1896 | kW/ha
1044.1351 | kW/ha
917.8784 | kW/ha
803.1984 | kW/ha
650.7586 | kW/ha
459.1134 | kW/ha
261.7569 | kW/ha
99.3399 | kW/ha
19.8967 | kW/ha
0.3327 | kW/ha
0 | kW/ha
0 | kW/ha
0 | kW/ha
0 | kW/ha
0 | kW/ha
5.0153 | kW/ha
50.9112 | kW/ha
172.267 | kW/ha
371.1859 | kW/ha
599.2146 | kW/ha
812.6244 | kW/ha
1017.5735 | kW/ha
1165.7134 | kW/ha
1260.2281 | kW/ha
1267.5282 | kW/ha
1204.6801 | kW/ha
1104.8829 | kW/ha
939.7896 | kW/ha
733.3633 | kW/ha
482.7933 | kW/ha
252.4653 | kW/ha
94.3061 | kW/ha
17.3051 | kW/ha
0.11218 | kW/ha
0 | kW/ha
0 | kW/ha
0 | kW/ha
0 | kW/ha
0 | kW/ha
4.9315 | kW/ha
51.3501 | kW/ha
178.5027 | kW/ha
363.4344 | kW/ha
574.4776 | kW/ha
803.0193 | kW/ha
1003.8675 | kW/ha
1189.8126 | kW/ha
1372.2502 | kW/ha
1432.8601 | kW/ha
1346.7988 | kW/ha
1193.9367 | kW/ha
1002.3231 | kW/ha
760.7433 | kW/ha
508.6616 | kW/ha
284.0161 | kW/ha
105.5427 | kW/ha
18.1832 | kW/ha
0 | kW/ha
0 | kW/ha
0 | kW/ha
0 | kW/ha
0 | kW/ha
0 | kW/ha
4.3197 | kW/ha
51.113 | kW/ha
171.8575 | kW/ha
340.0348 | kW/ha
532.4628 | kW/ha
740.2665 | kW/ha
916.8576 | kW/ha
1034.1743 | kW/ha
1121.2487 | kW/ha
1200.3426 | kW/ha
1178.2374 | kW/ha
1075.9204 | kW/ha
952.3827 | kW/ha
750.8208 | kW/ha
520.0095 | kW/ha
292.8386 | kW/ha
104.5227 | kW/ha
16.6088 | kW/ha
0.22124 | kW/ha
0 | kW/ha
0 | kW/ha
0 | kW/ha
0 | kW/ha
0 | kW/ha
4.2399 | kW/ha
48.2805 | kW/ha
170.0203 | kW/ha
354.5753 | kW/ha
556.6645 | kW/ha
771.5655 | kW/ha
961.2111 | kW/ha
1114.342 | kW/ha
1207.9428 | kW/ha
1174.0478 | kW/ha
1108.9493 | kW/ha
1014.2408 | kW/ha
867.0014 | kW/ha
699.7592 | kW/ha
498.6758 | kW/ha
280.3704 | kW/ha
99.8316 | kW/ha
17.6891 | kW/ha
0.334 | kW/ha
0 | kW/ha
0 | kW/ha
0 | kW/ha
0 | kW/ha
0 | kW/ha
4.1071 | kW/ha
53.0901 | kW/ha
175.8125 | kW/ha
375.3141 | kW/ha
604.9984 | kW/ha
859.6137 | kW/ha
1087.1029 | kW/ha
1138.0757 | kW/ha
1135.9495 | kW/ha
1199.7753 | kW/ha
1218.4635 | kW/ha
1129.7172 | kW/ha
979.6799 | kW/ha
793.5612 | kW/ha
549.7597 | kW/ha
301.5618 | kW/ha
114.5635 | kW/ha
19.7278 | kW/ha
0 | kW/ha
0 | kW/ha
0 | kW/ha
0 | kW/ha
0 | kW/ha
0 | kW/ha
3.6651 | kW/ha
54.3959 | kW/ha
172.7987 | kW/ha
367.2291 | kW/ha
590.3777 | kW/ha
800.626 | kW/ha
987.776 | kW/ha
1096.4335 | kW/ha
1172.9395 | kW/ha
1235.026 | kW/ha
1171.7822 | kW/ha
1021.2752 | kW/ha
897.2009 | kW/ha
728.0429 | kW/ha
494.426 | kW/ha
272.4825 | kW/ha
101.7454 | kW/ha
17.314 | kW/ha
0.11376 | kW/ha
0 | kW/ha
0 | kW/ha
0 | kW/ha
0 | kW/ha
0 | kW/ha
3.2111 | kW/ha
48.7287 | kW/ha
178.5779 | kW/ha
362.6242 | kW/ha
590.4746 | kW/ha
827.068 | kW/ha
1040.5599 | kW/ha
1181.8781 | kW/ha
1226.065 | kW/ha
1257.5907 | kW/ha
1256.0076 | kW/ha
1154.4493 | kW/ha
957.9264 | kW/ha
736.694 | kW/ha
524.3338 | kW/ha
302.2883 | kW/ha
114.0471 | kW/ha
19.9929 | kW/ha
0.11089 | kW/ha
0 | kW/ha
0 | kW/ha
0 | kW/ha
0 | kW/ha
0 | kW/ha
2.4203 | kW/ha
49.5196 | kW/ha
191.4421 | kW/ha
399.7253 | kW/ha
637.8951 | kW/ha
902.4917 | kW/ha
1098.1371 | kW/ha
1241.9875 | kW/ha
1347.982 | kW/ha
1385.3995 | kW/ha
1338.784 | kW/ha
1172.5605 | kW/ha
991.3509 | kW/ha
762.9483 | kW/ha
508.6551 | kW/ha
297.0413 | kW/ha
113.1059 | kW/ha
18.2112 | kW/ha
0.11236 | kW/ha
0 | kW/ha
0 | kW/ha
0 | kW/ha
0 | kW/ha
0 | kW/ha
2.7081 | kW/ha
41.9911 | kW/ha
159.7349 | kW/ha
341.2514 | kW/ha
541.1048 | kW/ha
733.8217 | kW/ha
925.7158 | kW/ha
1052.0943 | kW/ha
1119.0153 | kW/ha
1156.1562 | kW/ha
1118.9143 | kW/ha
1054.5668 | kW/ha
879.5361 | kW/ha
618.1751 | kW/ha
440.6657 | kW/ha
260.7673 | kW/ha
88.3088 | kW/ha
16.9912 | kW/ha
0.11123 | kW/ha
0 | kW/ha
0 | kW/ha
0 | kW/ha
0 | kW/ha
0 | kW/ha
2.5095 | kW/ha
40.8209 | kW/ha
147.4599 | kW/ha
317.9906 | kW/ha
537.1649 | kW/ha
763.2114 | kW/ha
967.9095 | kW/ha
1173.6168 | kW/ha
1318.8398 | kW/ha
1335.0181 | kW/ha
1232.7137 | kW/ha
1089.8134 | kW/ha
917.0352 | kW/ha
690.0198 | kW/ha
454.0061 | kW/ha
242.9276 | kW/ha
92.159 | kW/ha
16.489 | kW/ha
0.10993 | kW/ha
0 | kW/ha
0 | kW/ha
0 | kW/ha
0 | kW/ha
0 | kW/ha
2.0085 | kW/ha
42.5244 | kW/ha
151.3078 | kW/ha
319.4024 | kW/ha
524.3187 | kW/ha
731.6041 | kW/ha
924.9287 | kW/ha
1033.5436 | kW/ha
1052.1709 | kW/ha
1058.3838 | kW/ha
1015.9052 | kW/ha
938.4565 | kW/ha
797.1958 | kW/ha
615.5243 | kW/ha
449.3242 | kW/ha
261.6105 | kW/ha
100.3255 | kW/ha
16.4356 | kW/ha
0 | kW/ha
0 | kW/ha
0 | kW/ha
0 | kW/ha
0 | kW/ha
0 | kW/ha
1.4701 | kW/ha
43.5825 | kW/ha
170.6031 | kW/ha
362.7347 | kW/ha
574.099 | kW/ha
779.4274 | kW/ha
992.7823 | kW/ha
1166.6674 | kW/ha
1232.4089 | kW/ha
1228.6062 | kW/ha
1162.135 | kW/ha
1000.1763 | kW/ha
847.6127 | kW/ha
714.706 | kW/ha
519.4784 | kW/ha
287.0789 | kW/ha
99.1101 | kW/ha
16.7201 | kW/ha
0 | kW/ha
0 | kW/ha
0 | kW/ha
0 | kW/ha
0 | kW/ha
0 | kW/ha
1.0777 | kW/ha
48.7665 | kW/ha
181.8706 | kW/ha
378.0417 | kW/ha
588.8692 | kW/ha
773.2989 | kW/ha
966.6738 | kW/ha
1132.8224 | kW/ha
1216.6633 | kW/ha
1255.5156 | kW/ha
1200.9124 | kW/ha
1064.3269 | kW/ha
895.3472 | kW/ha
679.2189 | kW/ha
452.6111 | kW/ha
243.6225 | kW/ha
86.4442 | kW/ha
14.8561 | kW/ha
0 | kW/ha
0 | kW/ha
0 | kW/ha
0 | kW/ha
0 | kW/ha
0 | kW/ha
0.68958 | kW/ha
42.7392 | kW/ha
148.1371 | kW/ha
299.7435 | kW/ha
526.3429 | kW/ha
772.1858 | kW/ha
901.0816 | kW/ha
1009.4089 | kW/ha
1121.3529 | kW/ha
1119.4819 | kW/ha
1057.9726 | kW/ha
967.4431 | kW/ha
816.721 | kW/ha
622.018 | kW/ha
426.1537 | kW/ha
232.3199 | kW/ha
81.5365 | kW/ha
14.6477 | kW/ha
0 | kW/ha
0 | kW/ha
0 | kW/ha
0 | kW/ha
0 | kW/ha
0 | kW/ha
0.48334 | kW/ha
38.184 | kW/ha
150.2642 | kW/ha
324.8689 | kW/ha
532.4708 | kW/ha
736.538 | kW/ha
835.4835 | kW/ha
885.6104 | kW/ha
984.8837 | kW/ha
1094.9347 | kW/ha
1138.3022 | kW/ha
1054.1765 | kW/ha
885.016 | kW/ha
694.2492 | kW/ha
479.169 | kW/ha
255.5778 | kW/ha
93.4008 | kW/ha
15.334 | kW/ha
0 | kW/ha
0 | kW/ha
0 | kW/ha
0 | kW/ha
0 | kW/ha
0 | kW/ha
2.6118 | kW/ha
35.2882 | kW/ha
137.9982 | kW/ha
308.4453 | kW/ha
499.1443 | kW/ha
668.5192 | kW/ha
860.1028 | kW/ha
1070.2517 | kW/ha
1189.1073 | kW/ha
1224.8965 | kW/ha
1207.0142 | kW/ha
1120.1484 | kW/ha
936.5439 | kW/ha
699.2356 | kW/ha
482.3909 | kW/ha
270.1859 | kW/ha
96.7669 | kW/ha
14.8188 | kW/ha
0.10947 | kW/ha
0 | kW/ha
0 | kW/ha
0 | kW/ha
0 | kW/ha
0 | kW/ha
3.0386 | kW/ha
40.4789 | kW/ha
154.6242 | kW/ha
309.2179 | kW/ha
494.2327 | kW/ha
688.8986 | kW/ha
847.4888 | kW/ha
1027.6002 | kW/ha
1177.2401 | kW/ha
1177.2802 | kW/ha
1113.6386 | kW/ha
1063.9978 | kW/ha
932.3819 | kW/ha
725.0912 | kW/ha
493.2104 | kW/ha
260.6396 | kW/ha
91.8985 | kW/ha
14.5493 | kW/ha
0 | kW/ha
0 | kW/ha
0 | kW/ha
0 | kW/ha
0 | kW/ha
0 | kW/ha
2.7861 | kW/ha
38.5096 | kW/ha
154.5396 | kW/ha
325.9046 | kW/ha
513.333 | kW/ha
772.7897 | kW/ha
990.5442 | kW/ha
1115.7217 | kW/ha
1203.7096 | kW/ha
1206.4079 | kW/ha
1127.538 | kW/ha
1031.8885 | kW/ha
923.1277 | kW/ha
714.4303 | kW/ha
456.3982 | kW/ha
239.1523 | kW/ha
86.0875 | kW/ha
13.259 | kW/ha
0 | kW/ha
0 | kW/ha
0 | kW/ha
0 | kW/ha
0 | kW/ha
0 | kW/ha
2.015 | kW/ha
35.3174 | kW/ha
125.5648 | kW/ha
285.7198 | kW/ha
492.3284 | kW/ha
691.4218 | kW/ha
832.7417 | kW/ha
950.8534 | kW/ha
1048.9545 | kW/ha
1088.0775 | kW/ha
1078.1784 | kW/ha
988.3619 | kW/ha
842.8204 | kW/ha
649.1321 | kW/ha
405.4191 | kW/ha
200.8098 | kW/ha
72.6245 | kW/ha
10.9532 | kW/ha
0 | kW/ha
0 | kW/ha
0 | kW/ha
0 | kW/ha
0 | kW/ha
0 | kW/ha
2.5645 | kW/ha
38.0019 | kW/ha
143.232 | kW/ha
319.2426 | kW/ha
523.5972 | kW/ha
728.8886 | kW/ha
913.9753 | kW/ha
1082.3657 | kW/ha
1183.2868 | kW/ha
1178.1151 | kW/ha
1103.9454 | kW/ha
1001.1324 | kW/ha
889.7545 | kW/ha
690.0094 | kW/ha
448.1768 | kW/ha
237.0965 | kW/ha
78.0728 | kW/ha
11.753 | kW/ha
0 | kW/ha
0 | kW/ha
0 | kW/ha
0 | kW/ha
0 | kW/ha
0 | kW/ha
2.7779 | kW/ha
43.4303 | kW/ha
170.6634 | kW/ha
370.9937 | kW/ha
556.7168 | kW/ha
735.7709 | kW/ha
926.2255 | kW/ha
1062.9008 | kW/ha
1189.8646 | kW/ha
1297.2356 | kW/ha
1267.8454 | kW/ha
1125.1538 | kW/ha
952.4815 | kW/ha
733.3554 | kW/ha
482.3285 | kW/ha
260.9227 | kW/ha
92.6523 | kW/ha
11.7927 | kW/ha
0 | kW/ha
0 | kW/ha
0 | kW/ha
0 | kW/ha
0 | kW/ha
0 | kW/ha
2.6716 | kW/ha
40.4457 | kW/ha
162.4639 | kW/ha
363.0576 | kW/ha
569.0204 | kW/ha
738.6298 | kW/ha
915.8615 | kW/ha
1023.919 | kW/ha
1105.9841 | kW/ha
1195.5651 | kW/ha
1187.0801 | kW/ha
1074.2726 | kW/ha
887.5879 | kW/ha
686.6635 | kW/ha
461.5893 | kW/ha
232.9896 | kW/ha
73.6803 | kW/ha
10.3964 | kW/ha
0 | kW/ha
0 | kW/ha
0 | kW/ha
0 | kW/ha
0 | kW/ha
0 | kW/ha
1.9965 | kW/ha
35.3686 | kW/ha
140.1333 | kW/ha
331.1918 | kW/ha
572.8573 | kW/ha
822.9424 | kW/ha
1026.3474 | kW/ha
1138.8831 | kW/ha
1242.6194 | kW/ha
1308.9286 | kW/ha
1246.7965 | kW/ha
1125.2202 | kW/ha
979.9271 | kW/ha
765.7443 | kW/ha
498.6053 | kW/ha
255.0342 | kW/ha
85.5103 | kW/ha
11.48 | kW/ha
0 | kW/ha
0 | kW/ha
0 | kW/ha
0 | kW/ha
0 | kW/ha
0 | kW/ha
1.8947 | kW/ha
33.8526 | kW/ha
133.1249 | kW/ha
300.6579 | kW/ha
523.8605 | kW/ha
766.6346 | kW/ha
972.6779 | kW/ha
1144.948 | kW/ha
1287.8561 | kW/ha
1331.7246 | kW/ha
1215.536 | kW/ha
1093.92 | kW/ha
918.711 | kW/ha
642.269 | kW/ha
419.1593 | kW/ha
224.7253 | kW/ha
75.4846 | kW/ha
9.5729 | kW/ha
0 | kW/ha
0 | kW/ha
0 | kW/ha
0 | kW/ha
0 | kW/ha
0 | kW/ha
1.9988 | kW/ha
35.4026 | kW/ha
143.7651 | kW/ha
337.1493 | kW/ha
547.6285 | kW/ha
769.9401 | kW/ha
990.2188 | kW/ha
1146.516 | kW/ha
1266.7505 | kW/ha
1307.6794 | kW/ha
1263.4221 | kW/ha
1146.5981 | kW/ha
983.0694 | kW/ha
758.4233 | kW/ha
490.5618 | kW/ha
268.9458 | kW/ha
93.6744 | kW/ha
10.4349 | kW/ha
0 | kW/ha
0 | kW/ha
0 | kW/ha
0 | kW/ha
0 | kW/ha
0 | kW/ha
1.8923 | kW/ha
32.3784 | kW/ha
123.4732 | kW/ha
298.2369 | kW/ha
531.5981 | kW/ha
750.23 | kW/ha
916.0422 | kW/ha
1069.4207 | kW/ha
1127.3518 | kW/ha
1103.6796 | kW/ha
1115.1567 | kW/ha
1054.9988 | kW/ha
887.0181 | kW/ha
686.516 | kW/ha
446.9734 | kW/ha
216.0567 | kW/ha
69.8624 | kW/ha
7.851 | kW/ha
0 | kW/ha
0 | kW/ha
0 | kW/ha
0 | kW/ha
0 | kW/ha
0 | kW/ha
1.3277 | kW/ha
33.7013 | kW/ha
133.954 | kW/ha
311.1218 | kW/ha
540.5698 | kW/ha
778.4967 | kW/ha
960.7541 | kW/ha
1113.9812 | kW/ha
1211.5033 | kW/ha
1189.1679 | kW/ha
1143.9169 | kW/ha
1064.1365 | kW/ha
874.3493 | kW/ha
640.3718 | kW/ha
421.2053 | kW/ha
224.1532 | kW/ha
75.5061 | kW/ha
7.9563 | kW/ha
0 | kW/ha
0 | kW/ha
0 | kW/ha
0 | kW/ha
0 | kW/ha
0 | kW/ha
0.77779 | kW/ha
26.7377 | kW/ha
125.6342 | kW/ha
309.8106 | kW/ha
501.5582 | kW/ha
671.8231 | kW/ha
903.202 | kW/ha
1153.9126 | kW/ha
1289.3529 | kW/ha
1322.5126 | kW/ha
1266.8108 | kW/ha
1092.3724 | kW/ha
888.4209 | kW/ha
651.2505 | kW/ha
399.4218 | kW/ha
205.7993 | kW/ha
65.9508 | kW/ha
6.9107 | kW/ha
0 | kW/ha
0 | kW/ha
0 | kW/ha
0 | kW/ha
0 | kW/ha
0 | kW/ha
1.1158 | kW/ha
27.0439 | kW/ha
122.079 | kW/ha
312.4081 | kW/ha
559.2919 | kW/ha
752.664 | kW/ha
872.2494 | kW/ha
999.6791 | kW/ha
1082.8782 | kW/ha
1100.9104 | kW/ha
1085.117 | kW/ha
996.6162 | kW/ha
839.7187 | kW/ha
639.8717 | kW/ha
433.3798 | kW/ha
229.576 | kW/ha
69.7991 | kW/ha
6.8595 | kW/ha
0 | kW/ha
0 | kW/ha
0 | kW/ha
0 | kW/ha
0 | kW/ha
0 | kW/ha
0.54748 | kW/ha
27.0548 | kW/ha
127.5877 | kW/ha
309.0105 | kW/ha
528.2161 | kW/ha
778.6341 | kW/ha
991.1218 | kW/ha
1138.0452 | kW/ha
1190.7953 | kW/ha
1143.8598 | kW/ha
1129.5484 | kW/ha
1092.3149 | kW/ha
938.2154 | kW/ha
700.901 | kW/ha
452.0733 | kW/ha
233.2216 | kW/ha
71.1682 | kW/ha
6.2316 | kW/ha
0 | kW/ha
0 | kW/ha
0 | kW/ha
0 | kW/ha
0 | kW/ha
0 | kW/ha
0.55708 | kW/ha
25.3889 | kW/ha
121.004 | kW/ha
285.9704 | kW/ha
481.3935 | kW/ha
677.3311 | kW/ha
849.3467 | kW/ha
950.502 | kW/ha
985.5904 | kW/ha
996.3488 | kW/ha
944.8219 | kW/ha
850.4728 | kW/ha
741.5169 | kW/ha
552.4266 | kW/ha
340.9568 | kW/ha
176.4816 | kW/ha
53.8973 | kW/ha
4.1624 | kW/ha
0 | kW/ha
0 | kW/ha
0 | kW/ha
0 | kW/ha
0 | kW/ha
0 | kW/ha
0.43552 | kW/ha
23.8371 | kW/ha
117.9605 | kW/ha
315.6317 | kW/ha
530.5495 | kW/ha
742.6773 | kW/ha
971.3914 | kW/ha
1129.6538 | kW/ha
1222.2189 | kW/ha
1334.8071 | kW/ha
1305.6663 | kW/ha
1130.1713 | kW/ha
943.7579 | kW/ha
670.1828 | kW/ha
397.5791 | kW/ha
201.1076 | kW/ha
62.23 | kW/ha
3.7204 | kW/ha
0 | kW/ha
0 | kW/ha
0 | kW/ha
0 | kW/ha
0 | kW/ha
0 | kW/ha
0.32394 | kW/ha
20.2349 | kW/ha
110.3233 | kW/ha
272.3399 | kW/ha
458.8965 | kW/ha
665.1316 | kW/ha
922.0982 | kW/ha
1104.4323 | kW/ha
1139.6703 | kW/ha
1091.1741 | kW/ha
1011.5623 | kW/ha
895.412 | kW/ha
721.0255 | kW/ha
550.1905 | kW/ha
365.1719 | kW/ha
179.1051 | kW/ha
51.9049 | kW/ha
2.9566 | kW/ha
0 | kW/ha
0 | kW/ha
0 | kW/ha
0 | kW/ha
0 | kW/ha
0 | kW/ha
0.22156 | kW/ha
19.949 | kW/ha
106.6078 | kW/ha
270.9951 | kW/ha
473.9387 | kW/ha
679.4989 | kW/ha
884.915 | kW/ha
1079.5199 | kW/ha
1204.4821 | kW/ha
1284.4263 | kW/ha
1268.5758 | kW/ha
1135.2828 | kW/ha
958.3457 | kW/ha
750.2545 | kW/ha
487.1733 | kW/ha
225.8141 | kW/ha
63.6279 | kW/ha
2.1473 | kW/ha
0 | kW/ha
0 | kW/ha
0 | kW/ha
0 | kW/ha
0 | kW/ha
0 | kW/ha
0.11223 | kW/ha
19.2614 | kW/ha
104.2031 | kW/ha
274.6429 | kW/ha
494.8183 | kW/ha
756.6873 | kW/ha
976.4875 | kW/ha
1071.4333 | kW/ha
1165.2697 | kW/ha
1160.0345 | kW/ha
1079.7842 | kW/ha
1022.07 | kW/ha
864.3732 | kW/ha
659.3225 | kW/ha
430.4504 | kW/ha
206.2783 | kW/ha
55.1857 | kW/ha
0.95396 | kW/ha
0 | kW/ha
0 | kW/ha
0 | kW/ha
0 | kW/ha
0 | kW/ha
0 | kW/ha
0.11364 | kW/ha
16.3059 | kW/ha
96.6647 | kW/ha
262.4741 | kW/ha
460.234 | kW/ha
658.054 | kW/ha
876.9003 | kW/ha
1045.1513 | kW/ha
1086.8572 | kW/ha
1111.7401 | kW/ha
1086.0334 | kW/ha
998.7845 | kW/ha
833.5979 | kW/ha
583.9532 | kW/ha
373.7008 | kW/ha
184.8261 | kW/ha
47.7995 | kW/ha
0.61215 | kW/ha
0 | kW/ha
0 | kW/ha
0 | kW/ha
0 | kW/ha
0 | kW/ha
0 | kW/ha
0 | kW/ha
17.7254 | kW/ha
102.7188 | kW/ha
279.3986 | kW/ha
507.4205 | kW/ha
728.7002 | kW/ha
883.4849 | kW/ha
1010.2068 | kW/ha
1122.9923 | kW/ha
1179.0484 | kW/ha
1158.8726 | kW/ha
1013.2808 | kW/ha
790.4411 | kW/ha
581.3851 | kW/ha
379.9518 | kW/ha
183.9614 | kW/ha
51.6774 | kW/ha
3.8527 | kW/ha
0 | kW/ha
0 | kW/ha
0 | kW/ha
0 | kW/ha
0 | kW/ha
0 | kW/ha
0 | kW/ha
15.5692 | kW/ha
86.7031 | kW/ha
244.7201 | kW/ha
473.1578 | kW/ha
705.7599 | kW/ha
895.9145 | kW/ha
1061.7783 | kW/ha
1204.2433 | kW/ha
1227.9454 | kW/ha
1168.675 | kW/ha
1083.2973 | kW/ha
892.7214 | kW/ha
667.5728 | kW/ha
447.5343 | kW/ha
213.2047 | kW/ha
54.5263 | kW/ha
3.628 | kW/ha
0 | kW/ha
0 | kW/ha
0 | kW/ha
0 | kW/ha
0 | kW/ha
0 | kW/ha
0 | kW/ha
12.431 | kW/ha
93.1428 | kW/ha
270.4449 | kW/ha
521.0239 | kW/ha
757.4567 | kW/ha
997.279 | kW/ha
1226.0611 | kW/ha
1373.2181 | kW/ha
1355.5048 | kW/ha
1205.934 | kW/ha
1058.5783 | kW/ha
825.0566 | kW/ha
574.8669 | kW/ha
366.0995 | kW/ha
169.4178 | kW/ha
46.6999 | kW/ha
3.6923 | kW/ha
0 | kW/ha
0 | kW/ha
0 | kW/ha
0 | kW/ha
0 | kW/ha
0 | kW/ha
0 | kW/ha
14.6054 | kW/ha
83.3853 | kW/ha
229.7865 | kW/ha
417.9474 | kW/ha
609.9238 | kW/ha
833.6735 | kW/ha
1035.7788 | kW/ha
1082.0098 | kW/ha
1061.7152 | kW/ha
1120.8354 | kW/ha
1115.5649 | kW/ha
945.1219 | kW/ha
705.5402 | kW/ha
447.0914 | kW/ha
204.3191 | kW/ha
50.8056 | kW/ha
3.6363 | kW/ha
0 | kW/ha
0 | kW/ha
0 | kW/ha
0 | kW/ha
0 | kW/ha
0 | kW/ha
0 | kW/ha
14.2449 | kW/ha
99.2808 | kW/ha
272.7045 | kW/ha
514.016 | kW/ha
769.6873 | kW/ha
982.8854 | kW/ha
1128.2386 | kW/ha
1164.6704 | kW/ha
1186.9799 | kW/ha
1219.1711 | kW/ha
1143.9395 | kW/ha
974.8269 | kW/ha
738.8277 | kW/ha
454.6233 | kW/ha
199.8305 | kW/ha
47.7341 | kW/ha
2.7549 | kW/ha
0 | kW/ha
0 | kW/ha
0 | kW/ha
0 | kW/ha
0 | kW/ha
0 | kW/ha
0 | kW/ha
13.767 | kW/ha
95.3346 | kW/ha
268.645 | kW/ha
482.7016 | kW/ha
717.744 | kW/ha
964.3487 | kW/ha
1136.3417 | kW/ha
1203.5806 | kW/ha
1201.767 | kW/ha
1157.0713 | kW/ha
1088.9203 | kW/ha
884.1062 | kW/ha
621.5821 | kW/ha
388.3646 | kW/ha
165.0894 | kW/ha
40.2215 | kW/ha
1.8725 | kW/ha
0 | kW/ha
0 | kW/ha
0 | kW/ha
0 | kW/ha
0 | kW/ha
0 | kW/ha
0 | kW/ha
12.735 | kW/ha
98.7143 | kW/ha
271.0675 | kW/ha
499.8881 | kW/ha
731.7917 | kW/ha
928.8506 | kW/ha
1090.9973 | kW/ha
1179.2327 | kW/ha
1196.346 | kW/ha
1147.7242 | kW/ha
1029.4243 | kW/ha
839.2863 | kW/ha
615.3303 | kW/ha
381.4225 | kW/ha
166.1084 | kW/ha
40.3347 | kW/ha
1.6531 | kW/ha
0 | kW/ha
0 | kW/ha
0 | kW/ha
0 | kW/ha
0 | kW/ha
0 | kW/ha
0 | kW/ha
11.5393 | kW/ha
89.3794 | kW/ha
271.5313 | kW/ha
501.1687 | kW/ha
684.1863 | kW/ha
860.3495 | kW/ha
1054.2398 | kW/ha
1147.4571 | kW/ha
1156.2625 | kW/ha
1122.5945 | kW/ha
980.3822 | kW/ha
777.8535 | kW/ha
560.7393 | kW/ha
337.7048 | kW/ha
150.9537 | kW/ha
34.7544 | kW/ha
1.4274 | kW/ha
0 | kW/ha
0 | kW/ha
0 | kW/ha
0 | kW/ha
0 | kW/ha
0 | kW/ha
0 | kW/ha
8.7437 | kW/ha
74.5434 | kW/ha
241.7806 | kW/ha
466.2659 | kW/ha
695.5325 | kW/ha
902.2872 | kW/ha
1036.3405 | kW/ha
1094.0327 | kW/ha
1074.6317 | kW/ha
987.7971 | kW/ha
860.9112 | kW/ha
697.7603 | kW/ha
541.9436 | kW/ha
356.6964 | kW/ha
151.8422 | kW/ha
33.7817 | kW/ha
1.4387 | kW/ha
0 | kW/ha
0 | kW/ha
0 | kW/ha
0 | kW/ha
0 | kW/ha
0 | kW/ha
0 | kW/ha
8.8632 | kW/ha
84.946 | kW/ha
252.313 | kW/ha
461.1575 | kW/ha
694.8608 | kW/ha
929.5602 | kW/ha
1133.9758 | kW/ha
1247.428 | kW/ha
1198.4453 | kW/ha
1086.3909 | kW/ha
967.0548 | kW/ha
766.2263 | kW/ha
510.7185 | kW/ha
276.8676 | kW/ha
113.4123 | kW/ha
27.8326 | kW/ha
0.76551 | kW/ha
0 | kW/ha
0 | kW/ha
0 | kW/ha
0 | kW/ha
0 | kW/ha
0 | kW/ha
0 | kW/ha
6.6616 | kW/ha
57.6179 | kW/ha
196.5729 | kW/ha
407.9526 | kW/ha
594.3514 | kW/ha
721.118 | kW/ha
843.7942 | kW/ha
966.2134 | kW/ha
1039.9552 | kW/ha
975.8401 | kW/ha
842.0179 | kW/ha
695.857 | kW/ha
502.6685 | kW/ha
291.9688 | kW/ha
117.1676 | kW/ha
27.7169 | kW/ha
1.0953 | kW/ha
0 | kW/ha
0 | kW/ha
0 | kW/ha
0 | kW/ha
0 | kW/ha
0 | kW/ha
0 | kW/ha
6.1986 | kW/ha
71.2474 | kW/ha
216.994 | kW/ha
403.1214 | kW/ha
574.1643 | kW/ha
770.0639 | kW/ha
935.4685 | kW/ha
1013.4933 | kW/ha
1021.2005 | kW/ha
931.9241 | kW/ha
860.7805 | kW/ha
781.7791 | kW/ha
571.7004 | kW/ha
314.9188 | kW/ha
128.6105 | kW/ha
28.8926 | kW/ha
0.32311 | kW/ha
0 | kW/ha
0 | kW/ha
0 | kW/ha
0 | kW/ha
0 | kW/ha
0 | kW/ha
0 | kW/ha
6.0018 | kW/ha
60.0049 | kW/ha
178.0671 | kW/ha
340.1086 | kW/ha
554.5313 | kW/ha
756.7302 | kW/ha
941.1214 | kW/ha
1093.6773 | kW/ha
1095.1832 | kW/ha
1007.2323 | kW/ha
896.0981 | kW/ha
750.3317 | kW/ha
550.9462 | kW/ha
320.7558 | kW/ha
131.9759 | kW/ha
25.1931 | kW/ha
0.10875 | kW/ha
0 | kW/ha
0 | kW/ha
0 | kW/ha
0 | kW/ha
0 | kW/ha
0 | kW/ha
0 | kW/ha
4.7903 | kW/ha
64.6161 | kW/ha
228.3586 | kW/ha
449.0891 | kW/ha
705.0555 | kW/ha
907.186 | kW/ha
971.5014 | kW/ha
1061.8436 | kW/ha
1123.7251 | kW/ha
1061.2154 | kW/ha
963.2514 | kW/ha
768.5908 | kW/ha
534.3044 | kW/ha
326.7039 | kW/ha
134.6544 | kW/ha
26.6096 | kW/ha
0.21353 | kW/ha
0 | kW/ha
0 | kW/ha
0 | kW/ha
0 | kW/ha
0 | kW/ha
0 | kW/ha
0 | kW/ha
3.9323 | kW/ha
51.0441 | kW/ha
191.2737 | kW/ha
391.8641 | kW/ha
598.3491 | kW/ha
836.8796 | kW/ha
1054.281 | kW/ha
1176.141 | kW/ha
1206.9894 | kW/ha
1113.6924 | kW/ha
955.4705 | kW/ha
805.9135 | kW/ha
582.1664 | kW/ha
314.5915 | kW/ha
118.9277 | kW/ha
21.3723 | kW/ha
0.1084 | kW/ha
0 | kW/ha
0 | kW/ha
0 | kW/ha
0 | kW/ha
0 | kW/ha
0 | kW/ha
0 | kW/ha
3.388 | kW/ha
57.8467 | kW/ha
210.1723 | kW/ha
420.183 | kW/ha
635.8983 | kW/ha
814.0316 | kW/ha
933.0759 | kW/ha
1008.2055 | kW/ha
1088.1716 | kW/ha
1056.6947 | kW/ha
904.9882 | kW/ha
771.6247 | kW/ha
574.3675 | kW/ha
317.0062 | kW/ha
115.113 | kW/ha
19.5823 | kW/ha
0 | kW/ha
0 | kW/ha
0 | kW/ha
0 | kW/ha
0 | kW/ha
0 | kW/ha
0 | kW/ha
0 | kW/ha
1.7155 | kW/ha
57.3134 | kW/ha
199.9395 | kW/ha
390.4956 | kW/ha
574.5568 | kW/ha
713.8726 | kW/ha
846.4916 | kW/ha
995.7962 | kW/ha
1081.6214 | kW/ha
1060.1256 | kW/ha
925.2577 | kW/ha
726.3742 | kW/ha
518.7214 | kW/ha
294.4634 | kW/ha
108.8737 | kW/ha
18.7366 | kW/ha
0 | kW/ha
0 | kW/ha
0 | kW/ha
0 | kW/ha
0 | kW/ha
0 | kW/ha
0 | kW/ha
0 | kW/ha
1.0813 | kW/ha
52.3554 | kW/ha
204.3254 | kW/ha
430.5259 | kW/ha
648.5634 | kW/ha
812.5281 | kW/ha
972.2929 | kW/ha
1078.0855 | kW/ha
1023.8299 | kW/ha
928.1254 | kW/ha
838.0844 | kW/ha
688.4853 | kW/ha
501.3579 | kW/ha
286.9861 | kW/ha
105.7861 | kW/ha
18.2297 | kW/ha
0 | kW/ha
0 | kW/ha
0 | kW/ha
0 | kW/ha
0 | kW/ha
0 | kW/ha
0 | kW/ha
0 | kW/ha
1.4454 | kW/ha
51.1196 | kW/ha
204.4444 | kW/ha
423.3389 | kW/ha
636.8985 | kW/ha
811.9115 | kW/ha
897.1839 | kW/ha
932.4666 | kW/ha
982.2245 | kW/ha
982.4273 | kW/ha
895.0688 | kW/ha
710.9465 | kW/ha
472.3394 | kW/ha
269.4015 | kW/ha
108.2034 | kW/ha
16.1963 | kW/ha
0 | kW/ha
0 | kW/ha
0 | kW/ha
0 | kW/ha
0 | kW/ha
0 | kW/ha
0 | kW/ha
0 | kW/ha
3.8925 | kW/ha
49.8622 | kW/ha
185.7875 | kW/ha
393.5623 | kW/ha
624.677 | kW/ha
824.333 | kW/ha
984.4447 | kW/ha
1102.845 | kW/ha
1107.1158 | kW/ha
1048.4807 | kW/ha
932.4489 | kW/ha
683.0563 | kW/ha
429.4051 | kW/ha
238.9984 | kW/ha
86.8177 | kW/ha
13.4514 | kW/ha
0 | kW/ha
0 | kW/ha
0 | kW/ha
0 | kW/ha
0 | kW/ha
0 | kW/ha
0 | kW/ha
0 | kW/ha
3.6185 | kW/ha
52.8837 | kW/ha
194.5035 | kW/ha
411.7797 | kW/ha
596.0043 | kW/ha
761.7345 | kW/ha
921.0062 | kW/ha
1059.356 | kW/ha
1139.1868 | kW/ha
1050.0811 | kW/ha
904.4748 | kW/ha
747.9749 | kW/ha
515.9209 | kW/ha
275.2901 | kW/ha
96.9507 | kW/ha
12.5655 | kW/ha
0 | kW/ha
0 | kW/ha
0 | kW/ha
0 | kW/ha
0 | kW/ha
0 | kW/ha
0 | kW/ha
0 | kW/ha
3.3066 | kW/ha
44.5379 | kW/ha
159.2343 | kW/ha
338.4015 | kW/ha
544.192 | kW/ha
729.7471 | kW/ha
927.6893 | kW/ha
1049.2671 | kW/ha
1031.5755 | kW/ha
955.1173 | kW/ha
820.3979 | kW/ha
643.819 | kW/ha
461.851 | kW/ha
265.705 | kW/ha
90.1888 | kW/ha
11.8406 | kW/ha
0 | kW/ha
0 | kW/ha
0 | kW/ha
0 | kW/ha
0 | kW/ha
0 | kW/ha
0 | kW/ha
0 | kW/ha
2.772 | kW/ha
38.7323 | kW/ha
158.8208 | kW/ha
351.8976 | kW/ha
556.8233 | kW/ha
733.9933 | kW/ha
888.4325 | kW/ha
984.708 | kW/ha
1012.901 | kW/ha
994.5023 | kW/ha
902.7272 | kW/ha
714.052 | kW/ha
490.0465 | kW/ha
283.9822 | kW/ha
100.4043 | kW/ha
11.0598 | kW/ha
0 | kW/ha
0 | kW/ha
0 | kW/ha
0 | kW/ha
0 | kW/ha
0 | kW/ha
0 | kW/ha
0 | kW/ha
3.4491 | kW/ha
45.1713 | kW/ha
166.9804 | kW/ha
356.1683 | kW/ha
533.8191 | kW/ha
706.6793 | kW/ha
867.5471 | kW/ha
1007.2439 | kW/ha
1082.2153 | kW/ha
1036.1682 | kW/ha
936.5701 | kW/ha
761.1871 | kW/ha
524.3183 | kW/ha
282.9403 | kW/ha
88.9377 | kW/ha
8.2787 | kW/ha
0 | kW/ha
0 | kW/ha
0 | kW/ha
0 | kW/ha
0 | kW/ha
0 | kW/ha
0 | kW/ha
0 | kW/ha
1.7774 | kW/ha
42.0206 | kW/ha
166.8277 | kW/ha
368.9492 | kW/ha
554.494 | kW/ha
704.1614 | kW/ha
851.9204 | kW/ha
983.4843 | kW/ha
976.8324 | kW/ha
855.6549 | kW/ha
731.5411 | kW/ha
551.2007 | kW/ha
351.2659 | kW/ha
184.8206 | kW/ha
61.6159 | kW/ha
5.9829 | kW/ha
0 | kW/ha
0 | kW/ha
0 | kW/ha
0 | kW/ha
0 | kW/ha
0 | kW/ha
0 | kW/ha
0 | kW/ha
2.2196 | kW/ha
39.7767 | kW/ha
170.0619 | kW/ha
366.1223 | kW/ha
600.8174 | kW/ha
797.6212 | kW/ha
959.4001 | kW/ha
1069.5346 | kW/ha
1032.4162 | kW/ha
968.076 | kW/ha
874.0547 | kW/ha
682.6245 | kW/ha
444.5269 | kW/ha
224.4322 | kW/ha
70.3738 | kW/ha
5.6832 | kW/ha
0 | kW/ha
0 | kW/ha
0 | kW/ha
0 | kW/ha
0 | kW/ha
0 | kW/ha
0 | kW/ha
0 | kW/ha
1.5538 | kW/ha
37.6743 | kW/ha
146.1864 | kW/ha
345.7444 | kW/ha
584.1296 | kW/ha
806.4153 | kW/ha
956.9959 | kW/ha
1002.213 | kW/ha
1033.2425 | kW/ha
985.2105 | kW/ha
805.9427 | kW/ha
583.0113 | kW/ha
379.7073 | kW/ha
209.6773 | kW/ha
65.4828 | kW/ha
3.2949 | kW/ha
0 | kW/ha
0 | kW/ha
0 | kW/ha
0 | kW/ha
0 | kW/ha
0 | kW/ha
0 | kW/ha
0 | kW/ha
1.2359 | kW/ha
32.357 | kW/ha
147.4351 | kW/ha
330.0373 | kW/ha
529.9354 | kW/ha
728.6898 | kW/ha
822.4953 | kW/ha
853.2445 | kW/ha
891.2707 | kW/ha
867.6532 | kW/ha
756.5272 | kW/ha
603.4786 | kW/ha
424.4076 | kW/ha
220.6022 | kW/ha
64.9135 | kW/ha
2.1581 | kW/ha
0 | kW/ha
0 | kW/ha
0 | kW/ha
0 | kW/ha
0 | kW/ha
0 | kW/ha
0 | kW/ha
0 | kW/ha
0.89379 | kW/ha
33.5333 | kW/ha
144.0359 | kW/ha
343.68 | kW/ha
585.0958 | kW/ha
811.3094 | kW/ha
955.9178 | kW/ha
1032.8468 | kW/ha
1056.7888 | kW/ha
960.9425 | kW/ha
814.2864 | kW/ha
642.0615 | kW/ha
417.9263 | kW/ha
211.5912 | kW/ha
62.2368 | kW/ha
1.2169 | kW/ha
0 | kW/ha
0 | kW/ha
0 | kW/ha
0 | kW/ha
0 | kW/ha
0 | kW/ha
0 | kW/ha
0 | kW/ha
0.77462 | kW/ha
34.9394 | kW/ha
160.8914 | kW/ha
368.8131 | kW/ha
581.012 | kW/ha
774.5868 | kW/ha
935.7613 | kW/ha
1046.5832 | kW/ha
1086.2916 | kW/ha
950.1384 | kW/ha
754.4565 | kW/ha
605.673 | kW/ha
408.8355 | kW/ha
199.8387 | kW/ha
56.3223 | kW/ha
3.7726 | kW/ha
0 | kW/ha
0 | kW/ha
0 | kW/ha
0 | kW/ha
0 | kW/ha
0 | kW/ha
0 | kW/ha
0 | kW/ha
0.55369 | kW/ha
27.9116 | kW/ha
131.6711 | kW/ha
309.0816 | kW/ha
495.461 | kW/ha
690.5679 | kW/ha
863.8502 | kW/ha
964.0193 | kW/ha
972.4088 | kW/ha
891.9553 | kW/ha
801.4168 | kW/ha
664.5523 | kW/ha
445.7744 | kW/ha
214.9863 | kW/ha
55.6842 | kW/ha
3.7458 | kW/ha
0 | kW/ha
0 | kW/ha
0 | kW/ha
0 | kW/ha
0 | kW/ha
0 | kW/ha
0 | kW/ha
0 | kW/ha
0.113 | kW/ha
23.9739 | kW/ha
129.2705 | kW/ha
310.4043 | kW/ha
539.1165 | kW/ha
729.0574 | kW/ha
849.9895 | kW/ha
947.3536 | kW/ha
1011.724 | kW/ha
995.0863 | kW/ha
874.2256 | kW/ha
673.7936 | kW/ha
430.4423 | kW/ha
207.8022 | kW/ha
56.6815 | kW/ha
4.0914 | kW/ha
0 | kW/ha
0 | kW/ha
0 | kW/ha
0 | kW/ha
0 | kW/ha
0 | kW/ha
0 | kW/ha
0 | kW/ha
0.446 | kW/ha
25.7137 | kW/ha
133.3929 | kW/ha
351.2752 | kW/ha
586.0535 | kW/ha
753.4105 | kW/ha
854.1606 | kW/ha
899.237 | kW/ha
934.9167 | kW/ha
957.7495 | kW/ha
871.4886 | kW/ha
679.0437 | kW/ha
459.5317 | kW/ha
230.2342 | kW/ha
60.804 | kW/ha
4.1302 | kW/ha
0 | kW/ha
0 | kW/ha
0 | kW/ha
0 | kW/ha
0 | kW/ha
0 | kW/ha
0 | kW/ha
0 | kW/ha
0.112 | kW/ha
28.0508 | kW/ha
141.237 | kW/ha
342.7654 | kW/ha
558.197 | kW/ha
724.7848 | kW/ha
815.3815 | kW/ha
878.7831 | kW/ha
913.9465 | kW/ha
853.9579 | kW/ha
747.0728 | kW/ha
603.996 | kW/ha
390.5278 | kW/ha
177.472 | kW/ha
45.5567 | kW/ha
2.2212 | kW/ha
0 | kW/ha
0 | kW/ha
0 | kW/ha
0 | kW/ha
0 | kW/ha
0 | kW/ha
0 | kW/ha
0 | kW/ha
0 | kW/ha
22.8264 | kW/ha
114.2089 | kW/ha
291.7257 | kW/ha
493.72 | kW/ha
652.6341 | kW/ha
797.1615 | kW/ha
912.749 | kW/ha
936.6533 | kW/ha
885.5588 | kW/ha
808.63 | kW/ha
654.951 | kW/ha
415.8037 | kW/ha
189.7644 | kW/ha
46.4666 | kW/ha
2.4345 | kW/ha
0 | kW/ha
0 | kW/ha
0 | kW/ha
0 | kW/ha
0 | kW/ha
0 | kW/ha
0 | kW/ha
0 | kW/ha
0 | kW/ha
21.9905 | kW/ha
128.7621 | kW/ha
335.8 | kW/ha
573.571 | kW/ha
760.3555 | kW/ha
916.2109 | kW/ha
1018.0486 | kW/ha
1019.9434 | kW/ha
935.5734 | kW/ha
794.2863 | kW/ha
609.5963 | kW/ha
387.9588 | kW/ha
178.9836 | kW/ha
41.0549 | kW/ha
1.4396 | kW/ha
0 | kW/ha
0 | kW/ha
0 | kW/ha
0 | kW/ha
0 | kW/ha
0 | kW/ha
0 | kW/ha
0 | kW/ha
0 | kW/ha
23.3021 | kW/ha
125.0184 | kW/ha
301.9458 | kW/ha
514.1901 | kW/ha
721.7533 | kW/ha
869.0167 | kW/ha
956.9826 | kW/ha
973.0613 | kW/ha
892.1052 | kW/ha
757.8842 | kW/ha
555.1346 | kW/ha
319.8531 | kW/ha
142.8266 | kW/ha
36.031 | kW/ha
1.0046 | kW/ha
0 | kW/ha
0 | kW/ha
0 | kW/ha
0 | kW/ha
0 | kW/ha
0 | kW/ha
0 | kW/ha
0 | kW/ha
0.11059 | kW/ha
17.3018 | kW/ha
100.8758 | kW/ha
246.6623 | kW/ha
394.6292 | kW/ha
538.3326 | kW/ha
658.7785 | kW/ha
750.3625 | kW/ha
799.2891 | kW/ha
740.9885 | kW/ha
601.4546 | kW/ha
437.0126 | kW/ha
279.5893 | kW/ha
132.9038 | kW/ha
29.3959 | kW/ha
0.55889 | kW/ha
0 | kW/ha
0 | kW/ha
0 | kW/ha
0 | kW/ha
0 | kW/ha
0 | kW/ha
0 | kW/ha
0 | kW/ha
0 | kW/ha
14.6108 | kW/ha
108.7802 | kW/ha
297.696 | kW/ha
488.7 | kW/ha
701.0359 | kW/ha
901.9571 | kW/ha
962.491 | kW/ha
906.2437 | kW/ha
774.254 | kW/ha
613.6885 | kW/ha
466.1955 | kW/ha
292.4792 | kW/ha
122.5971 | kW/ha
27.4756 | kW/ha
0.44382 | kW/ha
0 | kW/ha
0 | kW/ha
0 | kW/ha
0 | kW/ha
0 | kW/ha
0 | kW/ha
0 | kW/ha
0 | kW/ha
0 | kW/ha
14.3756 | kW/ha
89.298 | kW/ha
237.1502 | kW/ha
451.2015 | kW/ha
629.5067 | kW/ha
746.4205 | kW/ha
855.1249 | kW/ha
866.1998 | kW/ha
800.0983 | kW/ha
687.6297 | kW/ha
517.9296 | kW/ha
322.6043 | kW/ha
137.0619 | kW/ha
28.114 | kW/ha
0.22076 | kW/ha
0 | kW/ha
0 | kW/ha
0 | kW/ha
0 | kW/ha
0 | kW/ha
0 | kW/ha
0 | kW/ha
0 | kW/ha
0 | kW/ha
14.6425 | kW/ha
104.7053 | kW/ha
279.5022 | kW/ha
482.9681 | kW/ha
672.2592 | kW/ha
881.4174 | kW/ha
1059.9947 | kW/ha
1081.4029 | kW/ha
957.8495 | kW/ha
797.9629 | kW/ha
602.3716 | kW/ha
357.0252 | kW/ha
148.9387 | kW/ha
30.1886 | kW/ha
0.11188 | kW/ha
0 | kW/ha
0 | kW/ha
0 | kW/ha
0 | kW/ha
0 | kW/ha
0 | kW/ha
0 | kW/ha
0 | kW/ha
0 | kW/ha
14.3867 | kW/ha
99.6214 | kW/ha
283.228 | kW/ha
467.3761 | kW/ha
630.0837 | kW/ha
791.6907 | kW/ha
875.7076 | kW/ha
846.0378 | kW/ha
775.6506 | kW/ha
653.1261 | kW/ha
470.6555 | kW/ha
286.2018 | kW/ha
114.1375 | kW/ha
19.7956 | kW/ha
0 | kW/ha
0 | kW/ha
0 | kW/ha
0 | kW/ha
0 | kW/ha
0 | kW/ha
0 | kW/ha
0 | kW/ha
0 | kW/ha
0 | kW/ha
12.2652 | kW/ha
86.8585 | kW/ha
225.1149 | kW/ha
376.7529 | kW/ha
580.567 | kW/ha
795.7654 | kW/ha
913.8652 | kW/ha
928.1144 | kW/ha
846.2837 | kW/ha
690.9667 | kW/ha
506.0645 | kW/ha
305.2202 | kW/ha
121.1428 | kW/ha
21.6252 | kW/ha
0 | kW/ha
0 | kW/ha
0 | kW/ha
0 | kW/ha
0 | kW/ha
0 | kW/ha
0 | kW/ha
0 | kW/ha
0 | kW/ha
0 | kW/ha
11.0361 | kW/ha
95.0773 | kW/ha
250.2127 | kW/ha
418.6203 | kW/ha
597.5672 | kW/ha
792.5687 | kW/ha
910.3321 | kW/ha
905.5228 | kW/ha
812.508 | kW/ha
682.0243 | kW/ha
534.1775 | kW/ha
322.6922 | kW/ha
119.9334 | kW/ha
19.2614 | kW/ha
0 | kW/ha
0 | kW/ha
0 | kW/ha
0 | kW/ha
0 | kW/ha
0 | kW/ha
0 | kW/ha
0 | kW/ha
0 | kW/ha
0 | kW/ha
10.388 | kW/ha
89.8642 | kW/ha
254.4278 | kW/ha
461.7419 | kW/ha
690.734 | kW/ha
829.5322 | kW/ha
884.1085 | kW/ha
911.1688 | kW/ha
858.4781 | kW/ha
723.6761 | kW/ha
542.5408 | kW/ha
321.3407 | kW/ha
114.6273 | kW/ha
17.9805 | kW/ha
0 | kW/ha
0 | kW/ha
0 | kW/ha
0 | kW/ha
0 | kW/ha
0 | kW/ha
0 | kW/ha
0 | kW/ha
0 | kW/ha
0 | kW/ha
6.9631 | kW/ha
67.3589 | kW/ha
214.6775 | kW/ha
388.7903 | kW/ha
555.5745 | kW/ha
697.6691 | kW/ha
764.9257 | kW/ha
800.6516 | kW/ha
778.4451 | kW/ha
644.5845 | kW/ha
454.153 | kW/ha
254.35 | kW/ha
92.2719 | kW/ha
13.6064 | kW/ha
0 | kW/ha
0 | kW/ha
0 | kW/ha
0 | kW/ha
0 | kW/ha
0 | kW/ha
0 | kW/ha
0 | kW/ha
0 | kW/ha
0 | kW/ha
8.8415 | kW/ha
94.6318 | kW/ha
292.9849 | kW/ha
555.8571 | kW/ha
777.5993 | kW/ha
912.4811 | kW/ha
966.7011 | kW/ha
928.1568 | kW/ha
808.9662 | kW/ha
634.8429 | kW/ha
448.616 | kW/ha
251.5902 | kW/ha
86.3605 | kW/ha
12.5097 | kW/ha
0 | kW/ha
0 | kW/ha
0 | kW/ha
0 | kW/ha
0 | kW/ha
0 | kW/ha
0 | kW/ha
0 | kW/ha
0 | kW/ha
0 | kW/ha
7.535 | kW/ha
73.8645 | kW/ha
220.6038 | kW/ha
431.6048 | kW/ha
644.2375 | kW/ha
755.6905 | kW/ha
809.777 | kW/ha
820.1497 | kW/ha
762.6332 | kW/ha
642.5388 | kW/ha
470.3416 | kW/ha
281.3163 | kW/ha
101.6362 | kW/ha
11.5997 | kW/ha
0 | kW/ha
0 | kW/ha
0 | kW/ha
0 | kW/ha
0 | kW/ha
0 | kW/ha
0 | kW/ha
0 | kW/ha
0 | kW/ha
0 | kW/ha
5.0299 | kW/ha
69.0976 | kW/ha
221.4758 | kW/ha
427.9067 | kW/ha
589.0725 | kW/ha
732.4105 | kW/ha
795.7974 | kW/ha
765.4965 | kW/ha
699.4334 | kW/ha
570.6231 | kW/ha
409.1302 | kW/ha
225.5862 | kW/ha
79.304 | kW/ha
8.1225 | kW/ha
0 | kW/ha
0 | kW/ha
0 | kW/ha
0 | kW/ha
0 | kW/ha
0 | kW/ha
0 | kW/ha
0 | kW/ha
0 | kW/ha
0 | kW/ha
4.4742 | kW/ha
61.7237 | kW/ha
215.5689 | kW/ha
414.6335 | kW/ha
661.3303 | kW/ha
847.2047 | kW/ha
903.7612 | kW/ha
924.4513 | kW/ha
839.8307 | kW/ha
681.8863 | kW/ha
482.8733 | kW/ha
260.8262 | kW/ha
91.1983 | kW/ha
8.3112 | kW/ha
0 | kW/ha
0 | kW/ha
0 | kW/ha
0 | kW/ha
0 | kW/ha
0 | kW/ha
0 | kW/ha
0 | kW/ha
0 | kW/ha
0 | kW/ha
2.7914 | kW/ha
61.5567 | kW/ha
221.7803 | kW/ha
441.3411 | kW/ha
656.4033 | kW/ha
838.6931 | kW/ha
972.9863 | kW/ha
965.8623 | kW/ha
839.3339 | kW/ha
688.8028 | kW/ha
483.5485 | kW/ha
250.9703 | kW/ha
76.2934 | kW/ha
5.9108 | kW/ha
0 | kW/ha
0 | kW/ha
0 | kW/ha
0 | kW/ha
0 | kW/ha
0 | kW/ha
0 | kW/ha
0 | kW/ha
0 | kW/ha
0 | kW/ha
2.0239 | kW/ha
51.3153 | kW/ha
165.328 | kW/ha
299.0287 | kW/ha
441.376 | kW/ha
581.5764 | kW/ha
694.5873 | kW/ha
727.4682 | kW/ha
646.8355 | kW/ha
492.7919 | kW/ha
324.6348 | kW/ha
180.9885 | kW/ha
62.5838 | kW/ha
4.2004 | kW/ha
0 | kW/ha
0 | kW/ha
0 | kW/ha
0 | kW/ha
0 | kW/ha
0 | kW/ha
0 | kW/ha
0 | kW/ha
0 | kW/ha
0 | kW/ha
1.0125 | kW/ha
56.3271 | kW/ha
191.5218 | kW/ha
389.346 | kW/ha
600.5966 | kW/ha
770.1712 | kW/ha
844.8011 | kW/ha
834.4941 | kW/ha
773.8743 | kW/ha
631.0162 | kW/ha
429.1166 | kW/ha
220.4134 | kW/ha
63.5079 | kW/ha
2.663 | kW/ha
0 | kW/ha
0 | kW/ha
0 | kW/ha
0 | kW/ha
0 | kW/ha
0 | kW/ha
0 | kW/ha
0 | kW/ha
0 | kW/ha
0 | kW/ha
2.5509 | kW/ha
65.7226 | kW/ha
241.7758 | kW/ha
451.688 | kW/ha
644.0921 | kW/ha
812.1897 | kW/ha
886.1486 | kW/ha
886.8443 | kW/ha
815.5543 | kW/ha
649.8702 | kW/ha
449.891 | kW/ha
237.1188 | kW/ha
64.3902 | kW/ha
0.96931 | kW/ha
0 | kW/ha
0 | kW/ha
0 | kW/ha
0 | kW/ha
0 | kW/ha
0 | kW/ha
0 | kW/ha
0 | kW/ha
0 | kW/ha
0 | kW/ha
5.0291 | kW/ha
60.0227 | kW/ha
205.2355 | kW/ha
396.8379 | kW/ha
543.8763 | kW/ha
666.5113 | kW/ha
764.9008 | kW/ha
745.4035 | kW/ha
664.8503 | kW/ha
550.8496 | kW/ha
374.8945 | kW/ha
196.6358 | kW/ha
61.4853 | kW/ha
4.0111 | kW/ha
0 | kW/ha
0 | kW/ha
0 | kW/ha
0 | kW/ha
0 | kW/ha
0 | kW/ha
0 | kW/ha
0 | kW/ha
0 | kW/ha
0 | kW/ha
4.3389 | kW/ha
55.595 | kW/ha
211.9267 | kW/ha
411.8003 | kW/ha
554.9242 | kW/ha
646.254 | kW/ha
694.6775 | kW/ha
685.943 | kW/ha
608.9737 | kW/ha
515.8759 | kW/ha
376.5095 | kW/ha
183.3508 | kW/ha
51.3194 | kW/ha
3.8509 | kW/ha
0 | kW/ha
0 | kW/ha
0 | kW/ha
0 | kW/ha
0 | kW/ha
0 | kW/ha
0 | kW/ha
0 | kW/ha
0 | kW/ha
0 | kW/ha
3.9458 | kW/ha
58.1123 | kW/ha
213.8495 | kW/ha
429.7359 | kW/ha
606.3082 | kW/ha
695.9703 | kW/ha
752.7647 | kW/ha
776.0819 | kW/ha
667.8447 | kW/ha
491.447 | kW/ha
324.5232 | kW/ha
164.5154 | kW/ha
49.8782 | kW/ha
3.2516 | kW/ha
0 | kW/ha
0 | kW/ha
0 | kW/ha
0 | kW/ha
0 | kW/ha
0 | kW/ha
0 | kW/ha
0 | kW/ha
0 | kW/ha
0 | kW/ha
2.7206 | kW/ha
43.8459 | kW/ha
159.836 | kW/ha
316.8251 | kW/ha
450.0644 | kW/ha
553.2972 | kW/ha
634.1938 | kW/ha
627.8042 | kW/ha
562.9877 | kW/ha
467.5872 | kW/ha
324.6848 | kW/ha
163.3211 | kW/ha
40.7674 | kW/ha
2.574 | kW/ha
0 | kW/ha
0 | kW/ha
0 | kW/ha
0 | kW/ha
0 | kW/ha
0 | kW/ha
0 | kW/ha
0 | kW/ha
0 | kW/ha
0 | kW/ha
3.2757 | kW/ha
51.6618 | kW/ha
189.4425 | kW/ha
383.5457 | kW/ha
556.7378 | kW/ha
699.9516 | kW/ha
782.1959 | kW/ha
772.7028 | kW/ha
713.7747 | kW/ha
596.9479 | kW/ha
402.6075 | kW/ha
185.3325 | kW/ha
44.3473 | kW/ha
2.2392 | kW/ha
0 | kW/ha
0 | kW/ha
0 | kW/ha
0 | kW/ha
0 | kW/ha
0 | kW/ha
0 | kW/ha
0 | kW/ha
0 | kW/ha
0 | kW/ha
2.5902 | kW/ha
43.5559 | kW/ha
161.6051 | kW/ha
333.5679 | kW/ha
504.7944 | kW/ha
596.5763 | kW/ha
606.3921 | kW/ha
594.8375 | kW/ha
546.3777 | kW/ha
445.7305 | kW/ha
304.7988 | kW/ha
146.8037 | kW/ha
36.1964 | kW/ha
1.6829 | kW/ha
0 | kW/ha
0 | kW/ha
0 | kW/ha
0 | kW/ha
0 | kW/ha
0 | kW/ha
0 | kW/ha
0 | kW/ha
0 | kW/ha
0 | kW/ha
1.8242 | kW/ha
38.4669 | kW/ha
147.2655 | kW/ha
313.1221 | kW/ha
486.0453 | kW/ha
622.7167 | kW/ha
707.6892 | kW/ha
734.442 | kW/ha
652.2679 | kW/ha
507.6932 | kW/ha
339.2826 | kW/ha
153.9106 | kW/ha
37.3239 | kW/ha
1.3471 | kW/ha
0 | kW/ha
0 | kW/ha
0 | kW/ha
0 | kW/ha
0 | kW/ha
0 | kW/ha
0 | kW/ha
0 | kW/ha
0 | kW/ha
0 | kW/ha
2.2625 | kW/ha
46.9873 | kW/ha
176.741 | kW/ha
366.0492 | kW/ha
564.2742 | kW/ha
684.0093 | kW/ha
743.0753 | kW/ha
723.4067 | kW/ha
595.7288 | kW/ha
442.4089 | kW/ha
273.6865 | kW/ha
121.5353 | kW/ha
29.5272 | kW/ha
0.89866 | kW/ha
0 | kW/ha
0 | kW/ha
0 | kW/ha
0 | kW/ha
0 | kW/ha
0 | kW/ha
0 | kW/ha
0 | kW/ha
0 | kW/ha
0 | kW/ha
1.4752 | kW/ha
34.2299 | kW/ha
140.4995 | kW/ha
313.7014 | kW/ha
529.795 | kW/ha
692.3578 | kW/ha
710.6591 | kW/ha
656.3808 | kW/ha
585.0794 | kW/ha
467.1238 | kW/ha
298.3012 | kW/ha
129.7231 | kW/ha
28.2737 | kW/ha
0.56636 | kW/ha
0 | kW/ha
0 | kW/ha
0 | kW/ha
0 | kW/ha
0 | kW/ha
0 | kW/ha
0 | kW/ha
0 | kW/ha
0 | kW/ha
0 | kW/ha
1.586 | kW/ha
35.1148 | kW/ha
156.9543 | kW/ha
341.0038 | kW/ha
527.5987 | kW/ha
671.955 | kW/ha
738.8232 | kW/ha
728.4633 | kW/ha
641.9434 | kW/ha
504.4155 | kW/ha
330.2241 | kW/ha
147.9586 | kW/ha
32.2319 | kW/ha
0.45072 | kW/ha
0 | kW/ha
0 | kW/ha
0 | kW/ha
0 | kW/ha
0 | kW/ha
0 | kW/ha
0 | kW/ha
0 | kW/ha
0 | kW/ha
0 | kW/ha
0.90735 | kW/ha
32.0896 | kW/ha
135.9243 | kW/ha
289.0148 | kW/ha
455.2147 | kW/ha
631.1345 | kW/ha
742.917 | kW/ha
727.8233 | kW/ha
613.3375 | kW/ha
469.3345 | kW/ha
317.4909 | kW/ha
142.7049 | kW/ha
26.5342 | kW/ha
0.22424 | kW/ha
0 | kW/ha
0 | kW/ha
0 | kW/ha
0 | kW/ha
0 | kW/ha
0 | kW/ha
0 | kW/ha
0 | kW/ha
0 | kW/ha
0 | kW/ha
0.33796 | kW/ha
27.9458 | kW/ha
127.4673 | kW/ha
279.2826 | kW/ha
435.9461 | kW/ha
559.2482 | kW/ha
656.6296 | kW/ha
688.259 | kW/ha
609.8347 | kW/ha
463.814 | kW/ha
293.3152 | kW/ha
132.9948 | kW/ha
28.125 | kW/ha
0.11147 | kW/ha
0 | kW/ha
0 | kW/ha
0 | kW/ha
0 | kW/ha
0 | kW/ha
0 | kW/ha
0 | kW/ha
0 | kW/ha
0 | kW/ha
0 | kW/ha
0.68258 | kW/ha
27.054 | kW/ha
123.9561 | kW/ha
291.952 | kW/ha
474.1367 | kW/ha
629.6292 | kW/ha
702.2167 | kW/ha
680.4843 | kW/ha
569.284 | kW/ha
405.7682 | kW/ha
250.3689 | kW/ha
109.6466 | kW/ha
23.8893 | kW/ha
0 | kW/ha
0 | kW/ha
0 | kW/ha
0 | kW/ha
0 | kW/ha
0 | kW/ha
0 | kW/ha
0 | kW/ha
0 | kW/ha
0 | kW/ha
0 | kW/ha
0.11353 | kW/ha
18.909 | kW/ha
96.8673 | kW/ha
229.9191 | kW/ha
377.4507 | kW/ha
508.1018 | kW/ha
579.1687 | kW/ha
590.3573 | kW/ha
546.0588 | kW/ha
424.667 | kW/ha
255.2805 | kW/ha
100.7568 | kW/ha
17.8832 | kW/ha
0.11176 | kW/ha
0 | kW/ha
0 | kW/ha
0 | kW/ha
0 | kW/ha
0 | kW/ha
0 | kW/ha
0 | kW/ha
0 | kW/ha
0 | kW/ha
0 | kW/ha
0.23 | kW/ha
28.9686 | kW/ha
142.7468 | kW/ha
315.7211 | kW/ha
457.5922 | kW/ha
582.6195 | kW/ha
703.2777 | kW/ha
738.5878 | kW/ha
665.7566 | kW/ha
505.3424 | kW/ha
293.7648 | kW/ha
110.3817 | kW/ha
18.253 | kW/ha
0 | kW/ha
0 | kW/ha
0 | kW/ha
0 | kW/ha
0 | kW/ha
0 | kW/ha
0 | kW/ha
0 | kW/ha
0 | kW/ha
0 | kW/ha
0 | kW/ha
0 | kW/ha
21.3473 | kW/ha
111.9936 | kW/ha
256.9425 | kW/ha
414.0115 | kW/ha
542.3993 | kW/ha
577.6544 | kW/ha
542.5687 | kW/ha
496.8397 | kW/ha
411.9969 | kW/ha
258.7262 | kW/ha
101.6529 | kW/ha
17.6821 | kW/ha
0 | kW/ha
0 | kW/ha
0 | kW/ha
0 | kW/ha
0 | kW/ha
0 | kW/ha
0 | kW/ha
0 | kW/ha
0 | kW/ha
0 | kW/ha
0 | kW/ha
0.22642 | kW/ha
24.9984 | kW/ha
117.5494 | kW/ha
287.2988 | kW/ha
436.5978 | kW/ha
529.6223 | kW/ha
593.3251 | kW/ha
616.6029 | kW/ha
540.128 | kW/ha
401.7225 | kW/ha
256.4492 | kW/ha
98.2136 | kW/ha
14.1826 | kW/ha
0 | kW/ha
0 | kW/ha
0 | kW/ha
0 | kW/ha
0 | kW/ha
0 | kW/ha
0 | kW/ha
0 | kW/ha
0 | kW/ha
0 | kW/ha
0 | kW/ha
0 | kW/ha
19.6676 | kW/ha
117.4989 | kW/ha
279.3636 | kW/ha
448.2457 | kW/ha
597.7322 | kW/ha
674.1758 | kW/ha
682.4487 | kW/ha
599.8225 | kW/ha
427.2228 | kW/ha
251.8991 | kW/ha
96.9586 | kW/ha
11.7516 | kW/ha
0 | kW/ha
0 | kW/ha
0 | kW/ha
0 | kW/ha
0 | kW/ha
0 | kW/ha
0 | kW/ha
0 | kW/ha
0 | kW/ha
0 | kW/ha
0 | kW/ha
0 | kW/ha
16.8979 | kW/ha
106.6405 | kW/ha
273.7457 | kW/ha
466.2517 | kW/ha
625.205 | kW/ha
685.7246 | kW/ha
658.9213 | kW/ha
584.3793 | kW/ha
454.7671 | kW/ha
268.7798 | kW/ha
93.6525 | kW/ha
11.4135 | kW/ha
0 | kW/ha
0 | kW/ha
0 | kW/ha
0 | kW/ha
0 | kW/ha
0 | kW/ha
0 | kW/ha
0 | kW/ha
0 | kW/ha
0 | kW/ha
0 | kW/ha
0 | kW/ha
20.628 | kW/ha
116.315 | kW/ha
288.9967 | kW/ha
438.0486 | kW/ha
554.6776 | kW/ha
655.044 | kW/ha
657.9393 | kW/ha
572.0157 | kW/ha
413.3696 | kW/ha
228.1513 | kW/ha
82.8232 | kW/ha
8.86 | kW/ha
0 | kW/ha
0 | kW/ha
0 | kW/ha
0 | kW/ha
0 | kW/ha
0 | kW/ha
0 | kW/ha
0 | kW/ha
0 | kW/ha
0 | kW/ha
0 | kW/ha
0 | kW/ha
15.1023 | kW/ha
98.347 | kW/ha
246.4785 | kW/ha
382.5628 | kW/ha
497.5449 | kW/ha
580.812 | kW/ha
559.6887 | kW/ha
466.3541 | kW/ha
356.6617 | kW/ha
206.5256 | kW/ha
67.0268 | kW/ha
7.9013 | kW/ha
0 | kW/ha
0 | kW/ha
0 | kW/ha
0 | kW/ha
0 | kW/ha
0 | kW/ha
0 | kW/ha
0 | kW/ha
0 | kW/ha
0 | kW/ha
0 | kW/ha
0 | kW/ha
12.4527 | kW/ha
80.5148 | kW/ha
215.7536 | kW/ha
363.5896 | kW/ha
476.9774 | kW/ha
542.0537 | kW/ha
544.7958 | kW/ha
469.6316 | kW/ha
324.7785 | kW/ha
173.156 | kW/ha
60.0469 | kW/ha
5.8592 | kW/ha
0 | kW/ha
0 | kW/ha
0 | kW/ha
0 | kW/ha
0 | kW/ha
0 | kW/ha
0 | kW/ha
0 | kW/ha
0 | kW/ha
0 | kW/ha
0 | kW/ha
0 | kW/ha
13.5621 | kW/ha
90.0798 | kW/ha
236.7355 | kW/ha
384.6759 | kW/ha
476.6765 | kW/ha
525.7287 | kW/ha
520.2829 | kW/ha
452.1042 | kW/ha
346.9198 | kW/ha
200.5419 | kW/ha
62.9726 | kW/ha
4.019 | kW/ha
0 | kW/ha
0 | kW/ha
0 | kW/ha
0 | kW/ha
0 | kW/ha
0 | kW/ha
0 | kW/ha
0 | kW/ha
0 | kW/ha
0 | kW/ha
0 | kW/ha
0 | kW/ha
11.3121 | kW/ha
82.6171 | kW/ha
219.669 | kW/ha
397.2064 | kW/ha
567.1385 | kW/ha
646.4124 | kW/ha
647.3541 | kW/ha
565.0288 | kW/ha
394.7719 | kW/ha
202.6383 | kW/ha
55.9995 | kW/ha
2.342 | kW/ha
0 | kW/ha
0 | kW/ha
0 | kW/ha
0 | kW/ha
0 | kW/ha
0 | kW/ha
0 | kW/ha
0 | kW/ha
0 | kW/ha
0 | kW/ha
0 | kW/ha
0 | kW/ha
9.5277 | kW/ha
80.4505 | kW/ha
229.8346 | kW/ha
413.4279 | kW/ha
577.8785 | kW/ha
663.2095 | kW/ha
651.9453 | kW/ha
571.1306 | kW/ha
422.206 | kW/ha
229.0712 | kW/ha
67.0268 | kW/ha
1.129 | kW/ha
0 | kW/ha
0 | kW/ha
0 | kW/ha
0 | kW/ha
0 | kW/ha
0 | kW/ha
0 | kW/ha
0 | kW/ha
0 | kW/ha
0 | kW/ha
0 | kW/ha
0 | kW/ha
7.7711 | kW/ha
64.8884 | kW/ha
188.3106 | kW/ha
335.8088 | kW/ha
418.6798 | kW/ha
464.065 | kW/ha
466.6431 | kW/ha
381.2123 | kW/ha
291.544 | kW/ha
179.1172 | kW/ha
55.1162 | kW/ha
2.9729 | kW/ha
0 | kW/ha
0 | kW/ha
0 | kW/ha
0 | kW/ha
0 | kW/ha
0 | kW/ha
0 | kW/ha
0 | kW/ha
0 | kW/ha
0 | kW/ha
0 | kW/ha
0 | kW/ha
6.7747 | kW/ha
55.3205 | kW/ha
157.2837 | kW/ha
285.3525 | kW/ha
417.8297 | kW/ha
494.6506 | kW/ha
483.3827 | kW/ha
426.0279 | kW/ha
318.3824 | kW/ha
171.7261 | kW/ha
54.5958 | kW/ha
5.1714 | kW/ha
0 | kW/ha
0 | kW/ha
0 | kW/ha
0 | kW/ha
0 | kW/ha
0 | kW/ha
0 | kW/ha
0 | kW/ha
0 | kW/ha
0 | kW/ha
0 | kW/ha
0 | kW/ha
6.3872 | kW/ha
58.556 | kW/ha
171.7138 | kW/ha
303.8401 | kW/ha
388.7629 | kW/ha
420.7311 | kW/ha
434.7559 | kW/ha
392.7174 | kW/ha
267.6194 | kW/ha
131.1815 | kW/ha
40.9485 | kW/ha
3.1616 | kW/ha
0 | kW/ha
0 | kW/ha
0 | kW/ha
0 | kW/ha
0 | kW/ha
0 | kW/ha
0 | kW/ha
0 | kW/ha
0 | kW/ha
0 | kW/ha
0 | kW/ha
0 | kW/ha
4.1966 | kW/ha
41.5205 | kW/ha
126.3807 | kW/ha
222.7015 | kW/ha
296.9992 | kW/ha
362.9415 | kW/ha
386.2758 | kW/ha
328.9429 | kW/ha
235.1197 | kW/ha
127.568 | kW/ha
37.0856 | kW/ha
2.3833 | kW/ha
0 | kW/ha
0 | kW/ha
0 | kW/ha
0 | kW/ha
0 | kW/ha
0 | kW/ha
0 | kW/ha
0 | kW/ha
0 | kW/ha
0 | kW/ha
0 | kW/ha
0 | kW/ha
2.8915 | kW/ha
52.9956 | kW/ha
171.4577 | kW/ha
311.6139 | kW/ha
428.6068 | kW/ha
499.8312 | kW/ha
478.5737 | kW/ha
380.1528 | kW/ha
260.2268 | kW/ha
130.856 | kW/ha
35.9823 | kW/ha
2.2893 | kW/ha
0 | kW/ha
0 | kW/ha
0 | kW/ha
0 | kW/ha
0 | kW/ha
0 | kW/ha
0 | kW/ha
0 | kW/ha
0 | kW/ha
0 | kW/ha
0 | kW/ha
0 | kW/ha
1.8673 | kW/ha
54.5085 | kW/ha
172.1124 | kW/ha
284.6866 | kW/ha
368.409 | kW/ha
434.259 | kW/ha
446.9238 | kW/ha
380.2227 | kW/ha
260.0673 | kW/ha
125.9705 | kW/ha
32.0856 | kW/ha
1.818 | kW/ha
0 | kW/ha
0 | kW/ha
0 | kW/ha
0 | kW/ha
0 | kW/ha
0 | kW/ha
0 | kW/ha
0 | kW/ha
0 | kW/ha
0 | kW/ha
0 | kW/ha
0 | kW/ha
1.0526 | kW/ha
39.8471 | kW/ha
137.4071 | kW/ha
235.1749 | kW/ha
305.5285 | kW/ha
342.073 | kW/ha
341.0913 | kW/ha
315.7641 | kW/ha
222.1562 | kW/ha
100.0164 | kW/ha
27.576 | kW/ha
1.9362 | kW/ha
0 | kW/ha
0 | kW/ha
0 | kW/ha
0 | kW/ha
0 | kW/ha
0 | kW/ha
0 | kW/ha
0 | kW/ha
0 | kW/ha
0 | kW/ha
0 | kW/ha
0 | kW/ha
2.4133 | kW/ha
44.8782 | kW/ha
151.6409 | kW/ha
275.251 | kW/ha
379.4532 | kW/ha
444.1212 | kW/ha
427.0877 | kW/ha
354.9693 | kW/ha
252.6635 | kW/ha
123.5955 | kW/ha
30.8069 | kW/ha
1.2501 | kW/ha
0 | kW/ha
0 | kW/ha
0 | kW/ha
0 | kW/ha
0 | kW/ha
0 | kW/ha
0 | kW/ha
0 | kW/ha
0 | kW/ha
0 | kW/ha
0 | kW/ha
0 | kW/ha
3.2682 | kW/ha
41.0206 | kW/ha
142.0618 | kW/ha
277.6858 | kW/ha
368.1628 | kW/ha
393.1248 | kW/ha
388.746 | kW/ha
344.2516 | kW/ha
227.8962 | kW/ha
96.4303 | kW/ha
22.9437 | kW/ha
0.56555 | kW/ha
0 | kW/ha
0 | kW/ha
0 | kW/ha
0 | kW/ha
0 | kW/ha
0 | kW/ha
0 | kW/ha
0 | kW/ha
0 | kW/ha
0 | kW/ha
0 | kW/ha
0 | kW/ha
3.632 | kW/ha
44.413 | kW/ha
141.1246 | kW/ha
275.881 | kW/ha
377.2067 | kW/ha
419.2372 | kW/ha
433.3657 | kW/ha
380.1519 | kW/ha
250.6896 | kW/ha
112.6769 | kW/ha
27.026 | kW/ha
0.68472 | kW/ha
0 | kW/ha
0 | kW/ha
0 | kW/ha
0 | kW/ha
0 | kW/ha
0 | kW/ha
0 | kW/ha
0 | kW/ha
0 | kW/ha
0 | kW/ha
0 | kW/ha
0 | kW/ha
2.6316 | kW/ha
33.9972 | kW/ha
118.9473 | kW/ha
236.8084 | kW/ha
323.8682 | kW/ha
361.3403 | kW/ha
341.7777 | kW/ha
275.0458 | kW/ha
193.6904 | kW/ha
96.7215 | kW/ha
23.5697 | kW/ha
0.5717 | kW/ha
0 | kW/ha
0 | kW/ha
0 | kW/ha
0 | kW/ha
0 | kW/ha
0 | kW/ha
0 | kW/ha
0 | kW/ha
0 | kW/ha
0 | kW/ha
0 | kW/ha
0 | kW/ha
1.9542 | kW/ha
32.5814 | kW/ha
124.0281 | kW/ha
234.3657 | kW/ha
331.1994 | kW/ha
393.8475 | kW/ha
377.9324 | kW/ha
323.9055 | kW/ha
238.3849 | kW/ha
115.9588 | kW/ha
27.2741 | kW/ha
0.11424 | kW/ha
0 | kW/ha
0 | kW/ha
0 | kW/ha
0 | kW/ha
0 | kW/ha
0 | kW/ha
0 | kW/ha
0 | kW/ha
0 | kW/ha
0 | kW/ha
0 | kW/ha
0 | kW/ha
2.5311 | kW/ha
36.1668 | kW/ha
133.2305 | kW/ha
262.3937 | kW/ha
352.0892 | kW/ha
388.9316 | kW/ha
379.8512 | kW/ha
322.9963 | kW/ha
224.9952 | kW/ha
104.5309 | kW/ha
22.5469 | kW/ha
0.2249 | kW/ha
0 | kW/ha
0 | kW/ha
0 | kW/ha
0 | kW/ha
0 | kW/ha
0 | kW/ha
0 | kW/ha
0 | kW/ha
0 | kW/ha
0 | kW/ha
0 | kW/ha
0 | kW/ha
2.533 | kW/ha
33.2284 | kW/ha
120.2038 | kW/ha
241.6538 | kW/ha
333.5486 | kW/ha
377.6384 | kW/ha
383.0131 | kW/ha
335.86 | kW/ha
226.8114 | kW/ha
98.5676 | kW/ha
20.8383 | kW/ha
0 | kW/ha
0 | kW/ha
0 | kW/ha
0 | kW/ha
0 | kW/ha
0 | kW/ha
0 | kW/ha
0 | kW/ha
0 | kW/ha
0 | kW/ha
0 | kW/ha
0 | kW/ha
0 | kW/ha
1.3707 | kW/ha
32.5055 | kW/ha
108.5129 | kW/ha
201.8733 | kW/ha
253.987 | kW/ha
275.5836 | kW/ha
267.0059 | kW/ha
220.3904 | kW/ha
155.8526 | kW/ha
73.8301 | kW/ha
17.4538 | kW/ha
0 | kW/ha
0 | kW/ha
0 | kW/ha
0 | kW/ha
0 | kW/ha
0 | kW/ha
0 | kW/ha
0 | kW/ha
0 | kW/ha
0 | kW/ha
0 | kW/ha
0 | kW/ha
0 | kW/ha
1.1405 | kW/ha
28.9402 | kW/ha
109.2716 | kW/ha
202.3096 | kW/ha
261.1906 | kW/ha
288.29 | kW/ha
284.9767 | kW/ha
240.5442 | kW/ha
163.2522 | kW/ha
74.0891 | kW/ha
14.4569 | kW/ha
0.11541 | kW/ha
0 | kW/ha
0 | kW/ha
0 | kW/ha
0 | kW/ha
0 | kW/ha
0 | kW/ha
0 | kW/ha
0 | kW/ha
0 | kW/ha
0 | kW/ha
0 | kW/ha
0 | kW/ha
1.0336 | kW/ha
28.0192 | kW/ha
110.3226 | kW/ha
234.604 | kW/ha
346.0107 | kW/ha
393.2372 | kW/ha
382.3664 | kW/ha
307.6511 | kW/ha
184.3672 | kW/ha
74.0552 | kW/ha
13.466 | kW/ha
0 | kW/ha
0 | kW/ha
0 | kW/ha
0 | kW/ha
0 | kW/ha
0 | kW/ha
0 | kW/ha
0 | kW/ha
0 | kW/ha
0 | kW/ha
0 | kW/ha
0 | kW/ha
0 | kW/ha
0.92276 | kW/ha
25.7122 | kW/ha
95.1862 | kW/ha
185.5041 | kW/ha
267.2771 | kW/ha
320.9464 | kW/ha
317.256 | kW/ha
278.7138 | kW/ha
196.096 | kW/ha
81.3029 | kW/ha
15.4414 | kW/ha
0 | kW/ha
0 | kW/ha
0 | kW/ha
0 | kW/ha
0 | kW/ha
0 | kW/ha
0 | kW/ha
0 | kW/ha
0 | kW/ha
0 | kW/ha
0 | kW/ha
0 | kW/ha
0 | kW/ha
0.574 | kW/ha
22.8513 | kW/ha
86.0477 | kW/ha
193.1451 | kW/ha
294.7809 | kW/ha
333.5708 | kW/ha
325.7883 | kW/ha
269.5532 | kW/ha
171.7594 | kW/ha
71.8989 | kW/ha
12.069 | kW/ha
0 | kW/ha
0 | kW/ha
0 | kW/ha
0 | kW/ha
0 | kW/ha
0 | kW/ha
0 | kW/ha
0 | kW/ha
0 | kW/ha
0 | kW/ha
0 | kW/ha
0 | kW/ha
0 | kW/ha
0.57552 | kW/ha
22.35 | kW/ha
104.8771 | kW/ha
214.7978 | kW/ha
318.3611 | kW/ha
393.1031 | kW/ha
390.9852 | kW/ha
316.55 | kW/ha
190.6053 | kW/ha
70.5532 | kW/ha
11.95 | kW/ha
0 | kW/ha
0 | kW/ha
0 | kW/ha
0 | kW/ha
0 | kW/ha
0 | kW/ha
0 | kW/ha
0 | kW/ha
0 | kW/ha
0 | kW/ha
0 | kW/ha
0 | kW/ha
0 | kW/ha
0.34388 | kW/ha
22.0218 | kW/ha
105.6259 | kW/ha
227.5813 | kW/ha
318.58 | kW/ha
353.8112 | kW/ha
353.956 | kW/ha
293.0595 | kW/ha
181.4017 | kW/ha
72.3675 | kW/ha
8.9337 | kW/ha
0 | kW/ha
0 | kW/ha
0 | kW/ha
0 | kW/ha
0 | kW/ha
0 | kW/ha
0 | kW/ha
0 | kW/ha
0 | kW/ha
0 | kW/ha
0 | kW/ha
0 | kW/ha
0 | kW/ha
0.34938 | kW/ha
21.6194 | kW/ha
97.4439 | kW/ha
196.7702 | kW/ha
280.2912 | kW/ha
321.914 | kW/ha
305.5359 | kW/ha
243.613 | kW/ha
152.9445 | kW/ha
62.1485 | kW/ha
9.5004 | kW/ha
0 | kW/ha
0 | kW/ha
0 | kW/ha
0 | kW/ha
0 | kW/ha
0 | kW/ha
0 | kW/ha
0 | kW/ha
0 | kW/ha
0 | kW/ha
0 | kW/ha
0 | kW/ha
0 | kW/ha
0.11523 | kW/ha
18.8734 | kW/ha
88.9288 | kW/ha
187.9448 | kW/ha
301.2701 | kW/ha
360.5981 | kW/ha
325.8093 | kW/ha
258.0713 | kW/ha
163.3889 | kW/ha
61.9546 | kW/ha
7.9299 | kW/ha
0 | kW/ha
0 | kW/ha
0 | kW/ha
0 | kW/ha
0 | kW/ha
0 | kW/ha
0 | kW/ha
0 | kW/ha
0 | kW/ha
0 | kW/ha
0 | kW/ha
0 | kW/ha
0 | kW/ha
0.23356 | kW/ha
14.4496 | kW/ha
67.9846 | kW/ha
164.1743 | kW/ha
252.1769 | kW/ha
274.0267 | kW/ha
252.4115 | kW/ha
202.2145 | kW/ha
126.0262 | kW/ha
49.552 | kW/ha
5.5843 | kW/ha
0 | kW/ha
0 | kW/ha
0 | kW/ha
0 | kW/ha
0 | kW/ha
0 | kW/ha
0 | kW/ha
0 | kW/ha
0 | kW/ha
0 | kW/ha
0 | kW/ha
0 | kW/ha
0 | kW/ha
0.23035 | kW/ha
12.7476 | kW/ha
70.5569 | kW/ha
162.2944 | kW/ha
235.8203 | kW/ha
274.8353 | kW/ha
277.9529 | kW/ha
232.0161 | kW/ha
140.8088 | kW/ha
49.3353 | kW/ha
5.8593 | kW/ha
0 | kW/ha
0 | kW/ha
0 | kW/ha
0 | kW/ha
0 | kW/ha
0 | kW/ha
0 | kW/ha
0 | kW/ha
0 | kW/ha
0 | kW/ha
0 | kW/ha
0 | kW/ha
0 | kW/ha
0 | kW/ha
10.8754 | kW/ha
62.0185 | kW/ha
158.5505 | kW/ha
241.2643 | kW/ha
293.9303 | kW/ha
300.0401 | kW/ha
235.7049 | kW/ha
142.4081 | kW/ha
52.847 | kW/ha
6.1771 | kW/ha
0 | kW/ha
0 | kW/ha
0 | kW/ha
0 | kW/ha
0 | kW/ha
0 | kW/ha
0 | kW/ha
0 | kW/ha
0 | kW/ha
0 | kW/ha
0 | kW/ha
0 | kW/ha
0 | kW/ha
0 | kW/ha
13.1021 | kW/ha
80.6223 | kW/ha
189.757 | kW/ha
288.4525 | kW/ha
347.1886 | kW/ha
341.9456 | kW/ha
279.225 | kW/ha
164.1368 | kW/ha
50.9784 | kW/ha
5.0939 | kW/ha
0 | kW/ha
0 | kW/ha
0 | kW/ha
0 | kW/ha
0 | kW/ha
0 | kW/ha
0 | kW/ha
0 | kW/ha
0 | kW/ha
0 | kW/ha
0 | kW/ha
0 | kW/ha
0 | kW/ha
0 | kW/ha
10.1901 | kW/ha
55.6623 | kW/ha
132.2162 | kW/ha
215.005 | kW/ha
261.091 | kW/ha
250.8285 | kW/ha
199.0445 | kW/ha
122.998 | kW/ha
45.3859 | kW/ha
3.4338 | kW/ha
0 | kW/ha
0 | kW/ha
0 | kW/ha
0 | kW/ha
0 | kW/ha
0 | kW/ha
0 | kW/ha
0 | kW/ha
0 | kW/ha
0 | kW/ha
0 | kW/ha
0 | kW/ha
0 | kW/ha
0 | kW/ha
9.372 | kW/ha
61.0263 | kW/ha
145.3002 | kW/ha
219.7506 | kW/ha
253.8242 | kW/ha
241.8233 | kW/ha
209.4261 | kW/ha
139.1193 | kW/ha
46.663 | kW/ha
2.8661 | kW/ha
0 | kW/ha
0 | kW/ha
0 | kW/ha
0 | kW/ha
0 | kW/ha
0 | kW/ha
0 | kW/ha
0 | kW/ha
0 | kW/ha
0 | kW/ha
0 | kW/ha
0 | kW/ha
0 | kW/ha
0 | kW/ha
7.3127 | kW/ha
49.0854 | kW/ha
121.489 | kW/ha
180.9122 | kW/ha
218.6943 | kW/ha
228.113 | kW/ha
184.1566 | kW/ha
107.0369 | kW/ha
35.1632 | kW/ha
1.6684 | kW/ha
0 | kW/ha
0 | kW/ha
0 | kW/ha
0 | kW/ha
0 | kW/ha
0 | kW/ha
0 | kW/ha
0 | kW/ha
0 | kW/ha
0 | kW/ha
0 | kW/ha
0 | kW/ha
0 | kW/ha
0 | kW/ha
7.3239 | kW/ha
62.6768 | kW/ha
149.16 | kW/ha
239.6855 | kW/ha
309.8763 | kW/ha
306.3516 | kW/ha
234.3302 | kW/ha
134.0744 | kW/ha
43.3945 | kW/ha
1.2965 | kW/ha
0 | kW/ha
0 | kW/ha
0 | kW/ha
0 | kW/ha
0 | kW/ha
0 | kW/ha
0 | kW/ha
0 | kW/ha
0 | kW/ha
0 | kW/ha
0 | kW/ha
0 | kW/ha
0 | kW/ha
0 | kW/ha
6.3425 | kW/ha
52.7828 | kW/ha
134.8482 | kW/ha
214.9644 | kW/ha
288.073 | kW/ha
292.1135 | kW/ha
222.7631 | kW/ha
132.2142 | kW/ha
40.782 | kW/ha
0.734 | kW/ha
0 | kW/ha
0 | kW/ha
0 | kW/ha
0 | kW/ha
0 | kW/ha
0 | kW/ha
0 | kW/ha
0 | kW/ha
0 | kW/ha
0 | kW/ha
0 | kW/ha
0 | kW/ha
0 | kW/ha
0 | kW/ha
6.1619 | kW/ha
56.7828 | kW/ha
151.5587 | kW/ha
223.1311 | kW/ha
274.6412 | kW/ha
302.8185 | kW/ha
249.9555 | kW/ha
142.057 | kW/ha
46.2205 | kW/ha
3.7484 | kW/ha
0 | kW/ha
0 | kW/ha
0 | kW/ha
0 | kW/ha
0 | kW/ha
0 | kW/ha
0 | kW/ha
0 | kW/ha
0 | kW/ha
0 | kW/ha
0 | kW/ha
0 | kW/ha
0 | kW/ha
0 | kW/ha
4.8275 | kW/ha
42.1541 | kW/ha
120.2194 | kW/ha
192.2957 | kW/ha
221.4442 | kW/ha
203.7753 | kW/ha
155.8918 | kW/ha
92.1537 | kW/ha
30.7938 | kW/ha
2.798 | kW/ha
0 | kW/ha
0 | kW/ha
0 | kW/ha
0 | kW/ha
0 | kW/ha
0 | kW/ha
0 | kW/ha
0 | kW/ha
0 | kW/ha
0 | kW/ha
0 | kW/ha
0 | kW/ha
0 | kW/ha
0 | kW/ha
5.0166 | kW/ha
41.2074 | kW/ha
107.8387 | kW/ha
168.8112 | kW/ha
197.3745 | kW/ha
190.6775 | kW/ha
157.6826 | kW/ha
95.3853 | kW/ha
30.8406 | kW/ha
2.6716 | kW/ha
0 | kW/ha
0 | kW/ha
0 | kW/ha
0 | kW/ha
0 | kW/ha
0 | kW/ha
0 | kW/ha
0 | kW/ha
0 | kW/ha
0 | kW/ha
0 | kW/ha
0 | kW/ha
0 | kW/ha
0 | kW/ha
3.4803 | kW/ha
41.0067 | kW/ha
116.4239 | kW/ha
193.0656 | kW/ha
247.1385 | kW/ha
257.1113 | kW/ha
198.8737 | kW/ha
108.0835 | kW/ha
36.788 | kW/ha
3.4373 | kW/ha
0 | kW/ha
0 | kW/ha
0 | kW/ha
0 | kW/ha
0 | kW/ha
0 | kW/ha
0 | kW/ha
0 | kW/ha
0 | kW/ha
0 | kW/ha
0 | kW/ha
0 | kW/ha
0 | kW/ha
0 | kW/ha
2.3687 | kW/ha
37.2556 | kW/ha
119.0386 | kW/ha
208.3681 | kW/ha
258.1372 | kW/ha
247.6102 | kW/ha
196.9809 | kW/ha
116.2108 | kW/ha
35.8179 | kW/ha
2.8985 | kW/ha
0 | kW/ha
0 | kW/ha
0 | kW/ha
0 | kW/ha
0 | kW/ha
0 | kW/ha
0 | kW/ha
0 | kW/ha
0 | kW/ha
0 | kW/ha
0 | kW/ha
0 | kW/ha
0 | kW/ha
0 | kW/ha
1.3014 | kW/ha
42.4568 | kW/ha
124.7633 | kW/ha
202.1162 | kW/ha
234.1886 | kW/ha
222.1671 | kW/ha
184.2673 | kW/ha
109.4717 | kW/ha
35.1872 | kW/ha
3.4962 | kW/ha
0 | kW/ha
0 | kW/ha
0 | kW/ha
0 | kW/ha
0 | kW/ha
0 | kW/ha
0 | kW/ha
0 | kW/ha
0 | kW/ha
0 | kW/ha
0 | kW/ha
0 | kW/ha
0 | kW/ha
0 | kW/ha
0.96514 | kW/ha
40.1499 | kW/ha
125.8306 | kW/ha
213.4079 | kW/ha
254.2689 | kW/ha
247.074 | kW/ha
194.4698 | kW/ha
106.9532 | kW/ha
35.1789 | kW/ha
3.1283 | kW/ha
0 | kW/ha
0 | kW/ha
0 | kW/ha
0 | kW/ha
0 | kW/ha
0 | kW/ha
0 | kW/ha
0 | kW/ha
0 | kW/ha
0 | kW/ha
0 | kW/ha
0 | kW/ha
0 | kW/ha
0 | kW/ha
2.2206 | kW/ha
35.7271 | kW/ha
106.7941 | kW/ha
181.1172 | kW/ha
231.3424 | kW/ha
233.9301 | kW/ha
177.35 | kW/ha
91.7422 | kW/ha
27.1266 | kW/ha
2.3172 | kW/ha
0 | kW/ha
0 | kW/ha
0 | kW/ha
0 | kW/ha
0 | kW/ha
0 | kW/ha
0 | kW/ha
0 | kW/ha
0 | kW/ha
0 | kW/ha
0 | kW/ha
0 | kW/ha
0 | kW/ha
0 | kW/ha
3.5424 | kW/ha
35.2674 | kW/ha
112.7002 | kW/ha
209.5439 | kW/ha
277.3543 | kW/ha
277.4359 | kW/ha
207.6791 | kW/ha
106.5293 | kW/ha
29.9399 | kW/ha
2.4394 | kW/ha
0 | kW/ha
0 | kW/ha
0 | kW/ha
0 | kW/ha
0 | kW/ha
0 | kW/ha
0 | kW/ha
0 | kW/ha
0 | kW/ha
0 | kW/ha
0 | kW/ha
0 | kW/ha
0 | kW/ha
0 | kW/ha
3.6907 | kW/ha
37.2723 | kW/ha
111.0869 | kW/ha
191.1806 | kW/ha
240.6556 | kW/ha
238.9549 | kW/ha
183.519 | kW/ha
94.7369 | kW/ha
25.2996 | kW/ha
2.1071 | kW/ha
0 | kW/ha
0 | kW/ha
0 | kW/ha
0 | kW/ha
0 | kW/ha
0 | kW/ha
0 | kW/ha
0 | kW/ha
0 | kW/ha
0 | kW/ha
0 | kW/ha
0 | kW/ha
0 | kW/ha
0 | kW/ha
2.8346 | kW/ha
31.4817 | kW/ha
96.2405 | kW/ha
161.7013 | kW/ha
207.3147 | kW/ha
219.1453 | kW/ha
181.3131 | kW/ha
107.3552 | kW/ha
34.4368 | kW/ha
2.4561 | kW/ha
0 | kW/ha
0 | kW/ha
0 | kW/ha
0 | kW/ha
0 | kW/ha
0 | kW/ha
0 | kW/ha
0 | kW/ha
0 | kW/ha
0 | kW/ha
0 | kW/ha
0 | kW/ha
0 | kW/ha
0 | kW/ha
2.5696 | kW/ha
32.0338 | kW/ha
100.4007 | kW/ha
165.46 | kW/ha
206.4727 | kW/ha
212.1051 | kW/ha
168.7114 | kW/ha
93.2945 | kW/ha
26.372 | kW/ha
1.6331 | kW/ha
0 | kW/ha
0 | kW/ha
0 | kW/ha
0 | kW/ha
0 | kW/ha
0 | kW/ha
0 | kW/ha
0 | kW/ha
0 | kW/ha
0 | kW/ha
0 | kW/ha
0 | kW/ha
0 | kW/ha
0 | kW/ha
2.5902 | kW/ha
28.6321 | kW/ha
90.5457 | kW/ha
154.9668 | kW/ha
191.8302 | kW/ha
188.8095 | kW/ha
148.02 | kW/ha
81.1918 | kW/ha
21.8974 | kW/ha
1.2832 | kW/ha
0 | kW/ha
0 | kW/ha
0 | kW/ha
0 | kW/ha
0 | kW/ha
0 | kW/ha
0 | kW/ha
0 | kW/ha
0 | kW/ha
0 | kW/ha
0 | kW/ha
0 | kW/ha
0 | kW/ha
0 | kW/ha
2.5786 | kW/ha
30.2132 | kW/ha
99.3448 | kW/ha
174.6941 | kW/ha
209.2231 | kW/ha
200.2311 | kW/ha
152.874 | kW/ha
80.572 | kW/ha
22.8515 | kW/ha
1.1617 | kW/ha
0 | kW/ha
0 | kW/ha
0 | kW/ha
0 | kW/ha
0 | kW/ha
0 | kW/ha
0 | kW/ha
0 | kW/ha
0 | kW/ha
0 | kW/ha
0 | kW/ha
0 | kW/ha
0 | kW/ha
0 | kW/ha
2.1011 | kW/ha
24.5613 | kW/ha
89.3031 | kW/ha
162.0758 | kW/ha
213.8412 | kW/ha
229.3168 | kW/ha
176.8261 | kW/ha
90.1863 | kW/ha
25.468 | kW/ha
1.3992 | kW/ha
0 | kW/ha
0 | kW/ha
0 | kW/ha
0 | kW/ha
0 | kW/ha
0 | kW/ha
0 | kW/ha
0 | kW/ha
0 | kW/ha
0 | kW/ha
0 | kW/ha
0 | kW/ha
0 | kW/ha
0 | kW/ha
1.8837 | kW/ha
22.5135 | kW/ha
81.8012 | kW/ha
159.8174 | kW/ha
212.5193 | kW/ha
209.473 | kW/ha
156.2931 | kW/ha
81.4365 | kW/ha
21.7949 | kW/ha
1.0518 | kW/ha
0 | kW/ha
0 | kW/ha
0 | kW/ha
0 | kW/ha
0 | kW/ha
0 | kW/ha
0 | kW/ha
0 | kW/ha
0 | kW/ha
0 | kW/ha
0 | kW/ha
0 | kW/ha
0 | kW/ha
0 | kW/ha
1.6576 | kW/ha
23.4105 | kW/ha
86.9241 | kW/ha
148.9642 | kW/ha
174.4653 | kW/ha
171.4063 | kW/ha
131.267 | kW/ha
69.038 | kW/ha
19.3218 | kW/ha
0.81692 | kW/ha
0 | kW/ha
0 | kW/ha
0 | kW/ha
0 | kW/ha
0 | kW/ha
0 | kW/ha
0 | kW/ha
0 | kW/ha
0 | kW/ha
0 | kW/ha
0 | kW/ha
0 | kW/ha
0 | kW/ha
0 | kW/ha
1.0609 | kW/ha
24.5299 | kW/ha
94.8793 | kW/ha
174.2533 | kW/ha
216.4934 | kW/ha
214.465 | kW/ha
162.4861 | kW/ha
82.3472 | kW/ha
21.9621 | kW/ha
1.2865 | kW/ha
0 | kW/ha
0 | kW/ha
0 | kW/ha
0 | kW/ha
0 | kW/ha
0 | kW/ha
0 | kW/ha
0 | kW/ha
0 | kW/ha
0 | kW/ha
0 | kW/ha
0 | kW/ha
0 | kW/ha
0 | kW/ha
0.82603 | kW/ha
19.8576 | kW/ha
74.7858 | kW/ha
143.0923 | kW/ha
188.352 | kW/ha
194.3269 | kW/ha
152.4248 | kW/ha
78.7342 | kW/ha
21.0203 | kW/ha
1.398 | kW/ha
0 | kW/ha
0 | kW/ha
0 | kW/ha
0 | kW/ha
0 | kW/ha
0 | kW/ha
0 | kW/ha
0 | kW/ha
0 | kW/ha
0 | kW/ha
0 | kW/ha
0 | kW/ha
0 | kW/ha
0 | kW/ha
1.0588 | kW/ha
23.6096 | kW/ha
88.7992 | kW/ha
159.3246 | kW/ha
199.4411 | kW/ha
201.2373 | kW/ha
159.8366 | kW/ha
87.368 | kW/ha
23.5776 | kW/ha
1.1737 | kW/ha
0 | kW/ha
0 | kW/ha
0 | kW/ha
0 | kW/ha
0 | kW/ha
0 | kW/ha
0 | kW/ha
0 | kW/ha
0 | kW/ha
0 | kW/ha
0 | kW/ha
0 | kW/ha
0 | kW/ha
0 | kW/ha
0.82254 | kW/ha
24.8622 | kW/ha
98.7576 | kW/ha
184.4317 | kW/ha
235.6568 | kW/ha
236.7939 | kW/ha
180.4643 | kW/ha
94.3595 | kW/ha
26.0355 | kW/ha
1.2895 | kW/ha
0 | kW/ha
0 | kW/ha
0 | kW/ha
0 | kW/ha
0 | kW/ha
0 | kW/ha
0 | kW/ha
0 | kW/ha
0 | kW/ha
0 | kW/ha
0 | kW/ha
0 | kW/ha
0 | kW/ha
0 | kW/ha
0.8298 | kW/ha
22.9924 | kW/ha
94.8421 | kW/ha
172.7626 | kW/ha
219.2911 | kW/ha
230.1939 | kW/ha
180.9563 | kW/ha
90.9216 | kW/ha
22.121 | kW/ha
1.1698 | kW/ha
0 | kW/ha
0 | kW/ha
0 | kW/ha
0 | kW/ha
0 | kW/ha
0 | kW/ha
0 | kW/ha
0 | kW/ha
0 | kW/ha
0 | kW/ha
0 | kW/ha
0 | kW/ha
0 | kW/ha
0 | kW/ha
0.58783 | kW/ha
15.5096 | kW/ha
64.1542 | kW/ha
117.9384 | kW/ha
153.8836 | kW/ha
165.1311 | kW/ha
138.7654 | kW/ha
79.5817 | kW/ha
21.9397 | kW/ha
1.1701 | kW/ha
0 | kW/ha
0 | kW/ha
0 | kW/ha
0 | kW/ha
0 | kW/ha
0 | kW/ha
0 | kW/ha
0 | kW/ha
0 | kW/ha
0 | kW/ha
0 | kW/ha
0 | kW/ha
0 | kW/ha
0 | kW/ha
0.59046 | kW/ha
19.8903 | kW/ha
80.7188 | kW/ha
156.3903 | kW/ha
218.2766 | kW/ha
228.9033 | kW/ha
173.6111 | kW/ha
90.7852 | kW/ha
23.5954 | kW/ha
0.82333 | kW/ha
0 | kW/ha
0 | kW/ha
0 | kW/ha
0 | kW/ha
0 | kW/ha
0 | kW/ha
0 | kW/ha
0 | kW/ha
0 | kW/ha
0 | kW/ha
0 | kW/ha
0 | kW/ha
0 | kW/ha
0 | kW/ha
0.35398 | kW/ha
15.1652 | kW/ha
66.2087 | kW/ha
138.854 | kW/ha
191.1956 | kW/ha
198.9564 | kW/ha
153.61 | kW/ha
80.7118 | kW/ha
23.7245 | kW/ha
1.4053 | kW/ha
0 | kW/ha
0 | kW/ha
0 | kW/ha
0 | kW/ha
0 | kW/ha
0 | kW/ha
0 | kW/ha
0 | kW/ha
0 | kW/ha
0 | kW/ha
0 | kW/ha
0 | kW/ha
0 | kW/ha
0 | kW/ha
0.11606 | kW/ha
15.3679 | kW/ha
71.001 | kW/ha
146.6415 | kW/ha
199.6443 | kW/ha
204.8332 | kW/ha
161.4253 | kW/ha
87.738 | kW/ha
23.9265 | kW/ha
1.5325 | kW/ha
0 | kW/ha
0 | kW/ha
0 | kW/ha
0 | kW/ha
0 | kW/ha
0 | kW/ha
0 | kW/ha
0 | kW/ha
0 | kW/ha
0 | kW/ha
0 | kW/ha
0 | kW/ha
0 | kW/ha
0 | kW/ha
0.46904 | kW/ha
16.2375 | kW/ha
70.6253 | kW/ha
143.6309 | kW/ha
188.933 | kW/ha
180.6855 | kW/ha
140.1566 | kW/ha
79.3359 | kW/ha
20.638 | kW/ha
0.93218 | kW/ha
0 | kW/ha
0 | kW/ha
0 | kW/ha
0 | kW/ha
0 | kW/ha
0 | kW/ha
0 | kW/ha
0 | kW/ha
0 | kW/ha
0 | kW/ha
0 | kW/ha
0 | kW/ha
0 | kW/ha
0 | kW/ha
0.23392 | kW/ha
12.3006 | kW/ha
56.5701 | kW/ha
115.1997 | kW/ha
148.8087 | kW/ha
153.8622 | kW/ha
131.166 | kW/ha
75.7677 | kW/ha
21.4083 | kW/ha
1.0568 | kW/ha
0 | kW/ha
0 | kW/ha
0 | kW/ha
0 | kW/ha
0 | kW/ha
0 | kW/ha
0 | kW/ha
0 | kW/ha
0 | kW/ha
0 | kW/ha
0 | kW/ha
0 | kW/ha
0 | kW/ha
0 | kW/ha
0.11412 | kW/ha
13.8747 | kW/ha
68.3848 | kW/ha
136.8115 | kW/ha
173.7603 | kW/ha
165.6193 | kW/ha
126.7077 | kW/ha
71.1762 | kW/ha
19.3283 | kW/ha
0.81343 | kW/ha
0 | kW/ha
0 | kW/ha
0 | kW/ha
0 | kW/ha
0 | kW/ha
0 | kW/ha
0 | kW/ha
0 | kW/ha
0 | kW/ha
0 | kW/ha
0 | kW/ha
0 | kW/ha
0 | kW/ha
0 | kW/ha
0.11541 | kW/ha
16.4814 | kW/ha
70.841 | kW/ha
136.5411 | kW/ha
178.0717 | kW/ha
192.2739 | kW/ha
152.5455 | kW/ha
80.9894 | kW/ha
25.7715 | kW/ha
1.0594 | kW/ha
0 | kW/ha
0 | kW/ha
0 | kW/ha
0 | kW/ha
0 | kW/ha
0 | kW/ha
0 | kW/ha
0 | kW/ha
0 | kW/ha
0 | kW/ha
0 | kW/ha
0 | kW/ha
0 | kW/ha
0 | kW/ha
0.2385 | kW/ha
17.8285 | kW/ha
80.8735 | kW/ha
160.9942 | kW/ha
209.9555 | kW/ha
214.5927 | kW/ha
167.9097 | kW/ha
90.1877 | kW/ha
25.9104 | kW/ha
1.2846 | kW/ha
0 | kW/ha
0 | kW/ha
0 | kW/ha
0 | kW/ha
0 | kW/ha
0 | kW/ha
0 | kW/ha
0 | kW/ha
0 | kW/ha
0 | kW/ha
0 | kW/ha
0 | kW/ha
0 | kW/ha
0 | kW/ha
0.11816 | kW/ha
12.1131 | kW/ha
61.2143 | kW/ha
132.1822 | kW/ha
174.4997 | kW/ha
180.3739 | kW/ha
144.3745 | kW/ha
75.142 | kW/ha
20.7774 | kW/ha
1.173 | kW/ha
0 | kW/ha
0 | kW/ha
0 | kW/ha
0 | kW/ha
0 | kW/ha
0 | kW/ha
0 | kW/ha
0 | kW/ha
0 | kW/ha
0 | kW/ha
0 | kW/ha
0 | kW/ha
0 | kW/ha
0 | kW/ha
0 | kW/ha
12.8234 | kW/ha
62.6136 | kW/ha
120.8055 | kW/ha
159.2085 | kW/ha
171.9774 | kW/ha
139.48 | kW/ha
74.1969 | kW/ha
19.6856 | kW/ha
1.1845 | kW/ha
0 | kW/ha
0 | kW/ha
0 | kW/ha
0 | kW/ha
0 | kW/ha
0 | kW/ha
0 | kW/ha
0 | kW/ha
0 | kW/ha
0 | kW/ha
0 | kW/ha
0 | kW/ha
0 | kW/ha
0 | kW/ha
0.11476 | kW/ha
10.6379 | kW/ha
50.3288 | kW/ha
102.123 | kW/ha
128.9129 | kW/ha
129.257 | kW/ha
111.6218 | kW/ha
70.1883 | kW/ha
22.5153 | kW/ha
1.2873 | kW/ha
0 | kW/ha
0 | kW/ha
0 | kW/ha
0 | kW/ha
0 | kW/ha
0 | kW/ha
0 | kW/ha
0 | kW/ha
0 | kW/ha
0 | kW/ha
0 | kW/ha
0 | kW/ha
0 | kW/ha
0 | kW/ha
0 | kW/ha
11.4781 | kW/ha
52.6394 | kW/ha
110.0871 | kW/ha
148.8723 | kW/ha
153.2726 | kW/ha
123.8772 | kW/ha
68.3324 | kW/ha
19.0606 | kW/ha
1.2793 | kW/ha
0 | kW/ha
0 | kW/ha
0 | kW/ha
0 | kW/ha
0 | kW/ha
0 | kW/ha
0 | kW/ha
0 | kW/ha
0 | kW/ha
0 | kW/ha
0 | kW/ha
0 | kW/ha
0 | kW/ha
0 | kW/ha
0 | kW/ha
10.0783 | kW/ha
49.6728 | kW/ha
106.567 | kW/ha
161.3612 | kW/ha
178.1759 | kW/ha
133.7135 | kW/ha
69.123 | kW/ha
20.4731 | kW/ha
1.2765 | kW/ha
0 | kW/ha
0 | kW/ha
0 | kW/ha
0 | kW/ha
0 | kW/ha
0 | kW/ha
0 | kW/ha
0 | kW/ha
0 | kW/ha
0 | kW/ha
0 | kW/ha
0 | kW/ha
0 | kW/ha
0 | kW/ha
0 | kW/ha
13.8128 | kW/ha
73.3569 | kW/ha
139.7806 | kW/ha
179.7112 | kW/ha
202.0471 | kW/ha
166.7546 | kW/ha
88.707 | kW/ha
26.7439 | kW/ha
2.2189 | kW/ha
0 | kW/ha
0 | kW/ha
0 | kW/ha
0 | kW/ha
0 | kW/ha
0 | kW/ha
0 | kW/ha
0 | kW/ha
0 | kW/ha
0 | kW/ha
0 | kW/ha
0 | kW/ha
0 | kW/ha
0 | kW/ha
0.23261 | kW/ha
16.487 | kW/ha
78.6457 | kW/ha
165.1524 | kW/ha
224.4023 | kW/ha
224.7814 | kW/ha
170.7463 | kW/ha
93.3661 | kW/ha
27.9891 | kW/ha
2.2292 | kW/ha
0 | kW/ha
0 | kW/ha
0 | kW/ha
0 | kW/ha
0 | kW/ha
0 | kW/ha
0 | kW/ha
0 | kW/ha
0 | kW/ha
0 | kW/ha
0 | kW/ha
0 | kW/ha
0 | kW/ha
0 | kW/ha
0 | kW/ha
10.0121 | kW/ha
53.7622 | kW/ha
118.6108 | kW/ha
159.838 | kW/ha
159.1763 | kW/ha
128.5388 | kW/ha
75.6207 | kW/ha
22.8095 | kW/ha
1.5286 | kW/ha
0 | kW/ha
0 | kW/ha
0 | kW/ha
0 | kW/ha
0 | kW/ha
0 | kW/ha
0 | kW/ha
0 | kW/ha
0 | kW/ha
0 | kW/ha
0 | kW/ha
0 | kW/ha
0 | kW/ha
0 | kW/ha
0.11792 | kW/ha
12.4775 | kW/ha
66.5201 | kW/ha
135.9676 | kW/ha
169.8968 | kW/ha
194.3084 | kW/ha
168.8691 | kW/ha
87.3299 | kW/ha
26.799 | kW/ha
2.1196 | kW/ha
0 | kW/ha
0 | kW/ha
0 | kW/ha
0 | kW/ha
0 | kW/ha
0 | kW/ha
0 | kW/ha
0 | kW/ha
0 | kW/ha
0 | kW/ha
0 | kW/ha
0 | kW/ha
0 | kW/ha
0 | kW/ha
0 | kW/ha
14.8293 | kW/ha
79.0567 | kW/ha
162.0423 | kW/ha
210.95 | kW/ha
215.2703 | kW/ha
170.2494 | kW/ha
92.7375 | kW/ha
26.39 | kW/ha
1.7667 | kW/ha
0 | kW/ha
0 | kW/ha
0 | kW/ha
0 | kW/ha
0 | kW/ha
0 | kW/ha
0 | kW/ha
0 | kW/ha
0 | kW/ha
0 | kW/ha
0 | kW/ha
0 | kW/ha
0 | kW/ha
0 | kW/ha
0.35427 | kW/ha
13.3094 | kW/ha
65.9846 | kW/ha
146.4319 | kW/ha
208.4096 | kW/ha
236.981 | kW/ha
202.9916 | kW/ha
109.6676 | kW/ha
31.3581 | kW/ha
2.7082 | kW/ha
0 | kW/ha
0 | kW/ha
0 | kW/ha
0 | kW/ha
0 | kW/ha
0 | kW/ha
0 | kW/ha
0 | kW/ha
0 | kW/ha
0 | kW/ha
0 | kW/ha
0 | kW/ha
0 | kW/ha
0 | kW/ha
0 | kW/ha
14.4906 | kW/ha
76.1108 | kW/ha
164.7144 | kW/ha
214.6646 | kW/ha
224.8147 | kW/ha
190.9016 | kW/ha
107.444 | kW/ha
32.7266 | kW/ha
2.94 | kW/ha
0 | kW/ha
0 | kW/ha
0 | kW/ha
0 | kW/ha
0 | kW/ha
0 | kW/ha
0 | kW/ha
0 | kW/ha
0 | kW/ha
0 | kW/ha
0 | kW/ha
0 | kW/ha
0 | kW/ha
0 | kW/ha
0.11646 | kW/ha
13.3919 | kW/ha
61.6729 | kW/ha
131.6455 | kW/ha
190.4578 | kW/ha
206.0626 | kW/ha
164.0755 | kW/ha
92.6163 | kW/ha
29.9762 | kW/ha
2.5825 | kW/ha
0 | kW/ha
0 | kW/ha
0 | kW/ha
0 | kW/ha
0 | kW/ha
0 | kW/ha
0 | kW/ha

## Demand
School Consumption [kWh] | Mobility S1 [kWh] | Total Demand | Unit
0.94 | 29.3065 | 30.2465 | kWh
0.94 | 27.2091 | 28.1491 | kWh
0.94 | 24.2707 | 25.2107 | kWh
0.94 | 20.5017 | 21.4417 | kWh
0.94 | 16.5788 | 17.5188 | kWh
0.94 | 13.4014 | 14.3414 | kWh
0.94 | 10.7273 | 11.6673 | kWh
0.94 | 8.227 | 9.167 | kWh
0.94 | 6.2562 | 7.1962 | kWh
0.94 | 5.09 | 6.03 | kWh
0.94 | 5.1245 | 6.0645 | kWh
0.94 | 6.0222 | 6.9622 | kWh
0.94 | 8.2704 | 9.2104 | kWh
0.94 | 11.2802 | 12.2202 | kWh
0.94 | 14.4549 | 15.3949 | kWh
0.94 | 17.7361 | 18.6761 | kWh
0.94 | 21.1991 | 22.1391 | kWh
0.94 | 25.1191 | 26.0591 | kWh
0.94 | 28.8878 | 29.8278 | kWh
0.94 | 31.4065 | 32.3465 | kWh
0.94 | 32.7107 | 33.6507 | kWh
0.94 | 33.1482 | 34.0882 | kWh
0.94 | 32.561 | 33.501 | kWh
0.94 | 31.2065 | 32.1465 | kWh
0.94 | 29.3065 | 30.2465 | kWh
0.94 | 27.2091 | 28.1491 | kWh
0.94 | 24.2707 | 25.2107 | kWh
0.94 | 20.5017 | 21.4417 | kWh
0.94 | 16.5788 | 17.5188 | kWh
0.94 | 13.4014 | 14.3414 | kWh
0.94 | 10.7273 | 11.6673 | kWh
0.94 | 8.227 | 9.167 | kWh
0.94 | 6.2562 | 7.1962 | kWh
0.94 | 5.09 | 6.03 | kWh
0.94 | 5.1245 | 6.0645 | kWh
0.94 | 6.0222 | 6.9622 | kWh
0.94 | 8.2704 | 9.2104 | kWh
0.94 | 11.2802 | 12.2202 | kWh
0.94 | 14.4549 | 15.3949 | kWh
0.94 | 17.7361 | 18.6761 | kWh
0.94 | 21.1991 | 22.1391 | kWh
0.94 | 25.1191 | 26.0591 | kWh
0.94 | 28.8878 | 29.8278 | kWh
0.94 | 31.4065 | 32.3465 | kWh
0.94 | 32.7107 | 33.6507 | kWh
0.94 | 33.1482 | 34.0882 | kWh
0.94 | 32.561 | 33.501 | kWh
0.94 | 31.2065 | 32.1465 | kWh
0.94 | 23.1461 | 24.0861 | kWh
0.94 | 21.6894 | 22.6294 | kWh
0.94 | 19.9358 | 20.8758 | kWh
0.94 | 17.9945 | 18.9345 | kWh
0.94 | 14.4744 | 15.4144 | kWh
0.94 | 10.7976 | 11.7376 | kWh
7.3918 | 8.714 | 16.1057 | kWh
11.8268 | 8.1236 | 19.9504 | kWh
16.2619 | 10.0387 | 26.3005 | kWh
16.2619 | 14.8094 | 31.0713 | kWh
16.2619 | 16.9817 | 33.2435 | kWh
15.5227 | 18.4037 | 33.9264 | kWh
15.5227 | 19.8461 | 35.3688 | kWh
12.566 | 21.6026 | 34.1685 | kWh
11.8268 | 23.2891 | 35.1159 | kWh
15.5227 | 24.9711 | 40.4938 | kWh
19.9577 | 26.3319 | 46.2897 | kWh
19.9577 | 26.81 | 46.7678 | kWh
14.7835 | 26.3352 | 41.1187 | kWh
7.3918 | 23.279 | 30.6708 | kWh
0.94 | 22.4215 | 23.3615 | kWh
0.94 | 22.7541 | 23.6941 | kWh
0.94 | 23.3368 | 24.2768 | kWh
0.94 | 23.6162 | 24.5562 | kWh
0.94 | 23.1461 | 24.0861 | kWh
0.94 | 21.6894 | 22.6294 | kWh
0.94 | 19.9358 | 20.8758 | kWh
0.94 | 17.9945 | 18.9345 | kWh
0.94 | 14.4744 | 15.4144 | kWh
0.94 | 10.7976 | 11.7376 | kWh
7.3918 | 8.714 | 16.1057 | kWh
11.8268 | 8.1236 | 19.9504 | kWh
16.2619 | 10.0387 | 26.3005 | kWh
16.2619 | 14.8094 | 31.0713 | kWh
16.2619 | 16.9817 | 33.2435 | kWh
15.5227 | 18.4037 | 33.9264 | kWh
15.5227 | 19.8461 | 35.3688 | kWh
12.566 | 21.6026 | 34.1685 | kWh
11.8268 | 23.2891 | 35.1159 | kWh
15.5227 | 24.9711 | 40.4938 | kWh
19.9577 | 26.3319 | 46.2897 | kWh
19.9577 | 26.81 | 46.7678 | kWh
14.7835 | 26.3352 | 41.1187 | kWh
7.3918 | 23.279 | 30.6708 | kWh
0.94 | 22.4215 | 23.3615 | kWh
0.94 | 22.7541 | 23.6941 | kWh
0.94 | 23.3368 | 24.2768 | kWh
0.94 | 23.6162 | 24.5562 | kWh
0.94 | 23.1461 | 24.0861 | kWh
0.94 | 21.6894 | 22.6294 | kWh
0.94 | 19.9358 | 20.8758 | kWh
0.94 | 17.9945 | 18.9345 | kWh
0.94 | 14.4744 | 15.4144 | kWh
0.94 | 10.7976 | 11.7376 | kWh
7.3918 | 8.714 | 16.1057 | kWh
11.8268 | 8.1236 | 19.9504 | kWh
16.2619 | 10.0387 | 26.3005 | kWh
16.2619 | 14.8094 | 31.0713 | kWh
16.2619 | 16.9817 | 33.2435 | kWh
15.5227 | 18.4037 | 33.9264 | kWh
15.5227 | 19.8461 | 35.3688 | kWh
12.566 | 21.6026 | 34.1685 | kWh
11.8268 | 23.2891 | 35.1159 | kWh
15.5227 | 24.9711 | 40.4938 | kWh
19.9577 | 26.3319 | 46.2897 | kWh
19.9577 | 26.81 | 46.7678 | kWh
14.7835 | 26.3352 | 41.1187 | kWh
7.3918 | 23.279 | 30.6708 | kWh
0.94 | 22.4215 | 23.3615 | kWh
0.94 | 22.7541 | 23.6941 | kWh
0.94 | 23.3368 | 24.2768 | kWh
0.94 | 23.6162 | 24.5562 | kWh
0.94 | 23.1461 | 24.0861 | kWh
0.94 | 21.6894 | 22.6294 | kWh
0.94 | 19.9358 | 20.8758 | kWh
0.94 | 17.9945 | 18.9345 | kWh
0.94 | 14.4744 | 15.4144 | kWh
0.94 | 10.7976 | 11.7376 | kWh
7.3918 | 8.714 | 16.1057 | kWh
11.8268 | 8.1236 | 19.9504 | kWh
16.2619 | 10.0387 | 26.3005 | kWh
16.2619 | 14.8094 | 31.0713 | kWh
16.2619 | 16.9817 | 33.2435 | kWh
15.5227 | 18.4037 | 33.9264 | kWh
15.5227 | 19.8461 | 35.3688 | kWh
12.566 | 21.6026 | 34.1685 | kWh
11.8268 | 23.2891 | 35.1159 | kWh
15.5227 | 24.9711 | 40.4938 | kWh
19.9577 | 26.3319 | 46.2897 | kWh
19.9577 | 26.81 | 46.7678 | kWh
14.7835 | 26.3352 | 41.1187 | kWh
7.3918 | 23.279 | 30.6708 | kWh
0.94 | 22.4215 | 23.3615 | kWh
0.94 | 22.7541 | 23.6941 | kWh
0.94 | 23.3368 | 24.2768 | kWh
0.94 | 23.6162 | 24.5562 | kWh
0.94 | 23.1461 | 24.0861 | kWh
0.94 | 21.6894 | 22.6294 | kWh
0.94 | 19.9358 | 20.8758 | kWh
0.94 | 17.9945 | 18.9345 | kWh
0.94 | 14.4744 | 15.4144 | kWh
0.94 | 10.7976 | 11.7376 | kWh
7.3918 | 8.714 | 16.1057 | kWh
11.8268 | 8.1236 | 19.9504 | kWh
16.2619 | 10.0387 | 26.3005 | kWh
16.2619 | 14.8094 | 31.0713 | kWh
16.2619 | 16.9817 | 33.2435 | kWh
15.5227 | 18.4037 | 33.9264 | kWh
15.5227 | 19.8461 | 35.3688 | kWh
12.566 | 21.6026 | 34.1685 | kWh
11.8268 | 23.2891 | 35.1159 | kWh
15.5227 | 24.9711 | 40.4938 | kWh
19.9577 | 26.3319 | 46.2897 | kWh
19.9577 | 26.81 | 46.7678 | kWh
14.7835 | 26.3352 | 41.1187 | kWh
7.3918 | 23.279 | 30.6708 | kWh
0.94 | 22.4215 | 23.3615 | kWh
0.94 | 22.7541 | 23.6941 | kWh
0.94 | 23.3368 | 24.2768 | kWh
0.94 | 23.6162 | 24.5562 | kWh
0.94 | 29.3065 | 30.2465 | kWh
0.94 | 27.2091 | 28.1491 | kWh
0.94 | 24.2707 | 25.2107 | kWh
0.94 | 20.5017 | 21.4417 | kWh
0.94 | 16.5788 | 17.5188 | kWh
0.94 | 13.4014 | 14.3414 | kWh
0.94 | 10.7273 | 11.6673 | kWh
0.94 | 8.227 | 9.167 | kWh
0.94 | 6.2562 | 7.1962 | kWh
0.94 | 5.09 | 6.03 | kWh
0.94 | 5.1245 | 6.0645 | kWh
0.94 | 6.0222 | 6.9622 | kWh
0.94 | 8.2704 | 9.2104 | kWh
0.94 | 11.2802 | 12.2202 | kWh
0.94 | 14.4549 | 15.3949 | kWh
0.94 | 17.7361 | 18.6761 | kWh
0.94 | 21.1991 | 22.1391 | kWh
0.94 | 25.1191 | 26.0591 | kWh
0.94 | 28.8878 | 29.8278 | kWh
0.94 | 31.4065 | 32.3465 | kWh
0.94 | 32.7107 | 33.6507 | kWh
0.94 | 33.1482 | 34.0882 | kWh
0.94 | 32.561 | 33.501 | kWh
0.94 | 31.2065 | 32.1465 | kWh
0.94 | 29.3065 | 30.2465 | kWh
0.94 | 27.2091 | 28.1491 | kWh
0.94 | 24.2707 | 25.2107 | kWh
0.94 | 20.5017 | 21.4417 | kWh
0.94 | 16.5788 | 17.5188 | kWh
0.94 | 13.4014 | 14.3414 | kWh
0.94 | 10.7273 | 11.6673 | kWh
0.94 | 8.227 | 9.167 | kWh
0.94 | 6.2562 | 7.1962 | kWh
0.94 | 5.09 | 6.03 | kWh
0.94 | 5.1245 | 6.0645 | kWh
0.94 | 6.0222 | 6.9622 | kWh
0.94 | 8.2704 | 9.2104 | kWh
0.94 | 11.2802 | 12.2202 | kWh
0.94 | 14.4549 | 15.3949 | kWh
0.94 | 17.7361 | 18.6761 | kWh
0.94 | 21.1991 | 22.1391 | kWh
0.94 | 25.1191 | 26.0591 | kWh
0.94 | 28.8878 | 29.8278 | kWh
0.94 | 31.4065 | 32.3465 | kWh
0.94 | 32.7107 | 33.6507 | kWh
0.94 | 33.1482 | 34.0882 | kWh
0.94 | 32.561 | 33.501 | kWh
0.94 | 31.2065 | 32.1465 | kWh
0.94 | 23.1461 | 24.0861 | kWh
0.94 | 21.6894 | 22.6294 | kWh
0.94 | 19.9358 | 20.8758 | kWh
0.94 | 17.9945 | 18.9345 | kWh
0.94 | 14.4744 | 15.4144 | kWh
0.94 | 10.7976 | 11.7376 | kWh
7.3918 | 8.714 | 16.1057 | kWh
11.8268 | 8.1236 | 19.9504 | kWh
16.2619 | 10.0387 | 26.3005 | kWh
16.2619 | 14.8094 | 31.0713 | kWh
16.2619 | 16.9817 | 33.2435 | kWh
15.5227 | 18.4037 | 33.9264 | kWh
15.5227 | 19.8461 | 35.3688 | kWh
12.566 | 21.6026 | 34.1685 | kWh
11.8268 | 23.2891 | 35.1159 | kWh
15.5227 | 24.9711 | 40.4938 | kWh
19.9577 | 26.3319 | 46.2897 | kWh
19.9577 | 26.81 | 46.7678 | kWh
14.7835 | 26.3352 | 41.1187 | kWh
7.3918 | 23.279 | 30.6708 | kWh
0.94 | 22.4215 | 23.3615 | kWh
0.94 | 22.7541 | 23.6941 | kWh
0.94 | 23.3368 | 24.2768 | kWh
0.94 | 23.6162 | 24.5562 | kWh
0.94 | 23.1461 | 24.0861 | kWh
0.94 | 21.6894 | 22.6294 | kWh
0.94 | 19.9358 | 20.8758 | kWh
0.94 | 17.9945 | 18.9345 | kWh
0.94 | 14.4744 | 15.4144 | kWh
0.94 | 10.7976 | 11.7376 | kWh
7.3918 | 8.714 | 16.1057 | kWh
11.8268 | 8.1236 | 19.9504 | kWh
16.2619 | 10.0387 | 26.3005 | kWh
16.2619 | 14.8094 | 31.0713 | kWh
16.2619 | 16.9817 | 33.2435 | kWh
15.5227 | 18.4037 | 33.9264 | kWh
15.5227 | 19.8461 | 35.3688 | kWh
12.566 | 21.6026 | 34.1685 | kWh
11.8268 | 23.2891 | 35.1159 | kWh
15.5227 | 24.9711 | 40.4938 | kWh
19.9577 | 26.3319 | 46.2897 | kWh
19.9577 | 26.81 | 46.7678 | kWh
14.7835 | 26.3352 | 41.1187 | kWh
7.3918 | 23.279 | 30.6708 | kWh
0.94 | 22.4215 | 23.3615 | kWh
0.94 | 22.7541 | 23.6941 | kWh
0.94 | 23.3368 | 24.2768 | kWh
0.94 | 23.6162 | 24.5562 | kWh
0.94 | 23.1461 | 24.0861 | kWh
0.94 | 21.6894 | 22.6294 | kWh
0.94 | 19.9358 | 20.8758 | kWh
0.94 | 17.9945 | 18.9345 | kWh
0.94 | 14.4744 | 15.4144 | kWh
0.94 | 10.7976 | 11.7376 | kWh
7.3918 | 8.714 | 16.1057 | kWh
11.8268 | 8.1236 | 19.9504 | kWh
16.2619 | 10.0387 | 26.3005 | kWh
16.2619 | 14.8094 | 31.0713 | kWh
16.2619 | 16.9817 | 33.2435 | kWh
15.5227 | 18.4037 | 33.9264 | kWh
15.5227 | 19.8461 | 35.3688 | kWh
12.566 | 21.6026 | 34.1685 | kWh
11.8268 | 23.2891 | 35.1159 | kWh
15.5227 | 24.9711 | 40.4938 | kWh
19.9577 | 26.3319 | 46.2897 | kWh
19.9577 | 26.81 | 46.7678 | kWh
14.7835 | 26.3352 | 41.1187 | kWh
7.3918 | 23.279 | 30.6708 | kWh
0.94 | 22.4215 | 23.3615 | kWh
0.94 | 22.7541 | 23.6941 | kWh
0.94 | 23.3368 | 24.2768 | kWh
0.94 | 23.6162 | 24.5562 | kWh
0.94 | 23.1461 | 24.0861 | kWh
0.94 | 21.6894 | 22.6294 | kWh
0.94 | 19.9358 | 20.8758 | kWh
0.94 | 17.9945 | 18.9345 | kWh
0.94 | 14.4744 | 15.4144 | kWh
0.94 | 10.7976 | 11.7376 | kWh
7.3918 | 8.714 | 16.1057 | kWh
11.8268 | 8.1236 | 19.9504 | kWh
16.2619 | 10.0387 | 26.3005 | kWh
16.2619 | 14.8094 | 31.0713 | kWh
16.2619 | 16.9817 | 33.2435 | kWh
15.5227 | 18.4037 | 33.9264 | kWh
15.5227 | 19.8461 | 35.3688 | kWh
12.566 | 21.6026 | 34.1685 | kWh
11.8268 | 23.2891 | 35.1159 | kWh
15.5227 | 24.9711 | 40.4938 | kWh
19.9577 | 26.3319 | 46.2897 | kWh
19.9577 | 26.81 | 46.7678 | kWh
14.7835 | 26.3352 | 41.1187 | kWh
7.3918 | 23.279 | 30.6708 | kWh
0.94 | 22.4215 | 23.3615 | kWh
0.94 | 22.7541 | 23.6941 | kWh
0.94 | 23.3368 | 24.2768 | kWh
0.94 | 23.6162 | 24.5562 | kWh
0.94 | 23.1461 | 24.0861 | kWh
0.94 | 21.6894 | 22.6294 | kWh
0.94 | 19.9358 | 20.8758 | kWh
0.94 | 17.9945 | 18.9345 | kWh
0.94 | 14.4744 | 15.4144 | kWh
0.94 | 10.7976 | 11.7376 | kWh
7.3918 | 8.714 | 16.1057 | kWh
11.8268 | 8.1236 | 19.9504 | kWh
16.2619 | 10.0387 | 26.3005 | kWh
16.2619 | 14.8094 | 31.0713 | kWh
16.2619 | 16.9817 | 33.2435 | kWh
15.5227 | 18.4037 | 33.9264 | kWh
15.5227 | 19.8461 | 35.3688 | kWh
12.566 | 21.6026 | 34.1685 | kWh
11.8268 | 23.2891 | 35.1159 | kWh
15.5227 | 24.9711 | 40.4938 | kWh
19.9577 | 26.3319 | 46.2897 | kWh
19.9577 | 26.81 | 46.7678 | kWh
14.7835 | 26.3352 | 41.1187 | kWh
7.3918 | 23.279 | 30.6708 | kWh
0.94 | 22.4215 | 23.3615 | kWh
0.94 | 22.7541 | 23.6941 | kWh
0.94 | 23.3368 | 24.2768 | kWh
0.94 | 23.6162 | 24.5562 | kWh
0.94 | 29.3065 | 30.2465 | kWh
0.94 | 27.2091 | 28.1491 | kWh
0.94 | 24.2707 | 25.2107 | kWh
0.94 | 20.5017 | 21.4417 | kWh
0.94 | 16.5788 | 17.5188 | kWh
0.94 | 13.4014 | 14.3414 | kWh
0.94 | 10.7273 | 11.6673 | kWh
0.94 | 8.227 | 9.167 | kWh
0.94 | 6.2562 | 7.1962 | kWh
0.94 | 5.09 | 6.03 | kWh
0.94 | 5.1245 | 6.0645 | kWh
0.94 | 6.0222 | 6.9622 | kWh
0.94 | 8.2704 | 9.2104 | kWh
0.94 | 11.2802 | 12.2202 | kWh
0.94 | 14.4549 | 15.3949 | kWh
0.94 | 17.7361 | 18.6761 | kWh
0.94 | 21.1991 | 22.1391 | kWh
0.94 | 25.1191 | 26.0591 | kWh
0.94 | 28.8878 | 29.8278 | kWh
0.94 | 31.4065 | 32.3465 | kWh
0.94 | 32.7107 | 33.6507 | kWh
0.94 | 33.1482 | 34.0882 | kWh
0.94 | 32.561 | 33.501 | kWh
0.94 | 31.2065 | 32.1465 | kWh
0.94 | 29.3065 | 30.2465 | kWh
0.94 | 27.2091 | 28.1491 | kWh
0.94 | 24.2707 | 25.2107 | kWh
0.94 | 20.5017 | 21.4417 | kWh
0.94 | 16.5788 | 17.5188 | kWh
0.94 | 13.4014 | 14.3414 | kWh
0.94 | 10.7273 | 11.6673 | kWh
0.94 | 8.227 | 9.167 | kWh
0.94 | 6.2562 | 7.1962 | kWh
0.94 | 5.09 | 6.03 | kWh
0.94 | 5.1245 | 6.0645 | kWh
0.94 | 6.0222 | 6.9622 | kWh
0.94 | 8.2704 | 9.2104 | kWh
0.94 | 11.2802 | 12.2202 | kWh
0.94 | 14.4549 | 15.3949 | kWh
0.94 | 17.7361 | 18.6761 | kWh
0.94 | 21.1991 | 22.1391 | kWh
0.94 | 25.1191 | 26.0591 | kWh
0.94 | 28.8878 | 29.8278 | kWh
0.94 | 31.4065 | 32.3465 | kWh
0.94 | 32.7107 | 33.6507 | kWh
0.94 | 33.1482 | 34.0882 | kWh
0.94 | 32.561 | 33.501 | kWh
0.94 | 31.2065 | 32.1465 | kWh
0.94 | 23.1461 | 24.0861 | kWh
0.94 | 21.6894 | 22.6294 | kWh
0.94 | 19.9358 | 20.8758 | kWh
0.94 | 17.9945 | 18.9345 | kWh
0.94 | 14.4744 | 15.4144 | kWh
0.94 | 10.7976 | 11.7376 | kWh
7.3918 | 8.714 | 16.1057 | kWh
11.8268 | 8.1236 | 19.9504 | kWh
16.2619 | 10.0387 | 26.3005 | kWh
16.2619 | 14.8094 | 31.0713 | kWh
16.2619 | 16.9817 | 33.2435 | kWh
15.5227 | 18.4037 | 33.9264 | kWh
15.5227 | 19.8461 | 35.3688 | kWh
12.566 | 21.6026 | 34.1685 | kWh
11.8268 | 23.2891 | 35.1159 | kWh
15.5227 | 24.9711 | 40.4938 | kWh
19.9577 | 26.3319 | 46.2897 | kWh
19.9577 | 26.81 | 46.7678 | kWh
14.7835 | 26.3352 | 41.1187 | kWh
7.3918 | 23.279 | 30.6708 | kWh
0.94 | 22.4215 | 23.3615 | kWh
0.94 | 22.7541 | 23.6941 | kWh
0.94 | 23.3368 | 24.2768 | kWh
0.94 | 23.6162 | 24.5562 | kWh
0.94 | 23.1461 | 24.0861 | kWh
0.94 | 21.6894 | 22.6294 | kWh
0.94 | 19.9358 | 20.8758 | kWh
0.94 | 17.9945 | 18.9345 | kWh
0.94 | 14.4744 | 15.4144 | kWh
0.94 | 10.7976 | 11.7376 | kWh
7.3918 | 8.714 | 16.1057 | kWh
11.8268 | 8.1236 | 19.9504 | kWh
16.2619 | 10.0387 | 26.3005 | kWh
16.2619 | 14.8094 | 31.0713 | kWh
16.2619 | 16.9817 | 33.2435 | kWh
15.5227 | 18.4037 | 33.9264 | kWh
15.5227 | 19.8461 | 35.3688 | kWh
12.566 | 21.6026 | 34.1685 | kWh
11.8268 | 23.2891 | 35.1159 | kWh
15.5227 | 24.9711 | 40.4938 | kWh
19.9577 | 26.3319 | 46.2897 | kWh
19.9577 | 26.81 | 46.7678 | kWh
14.7835 | 26.3352 | 41.1187 | kWh
7.3918 | 23.279 | 30.6708 | kWh
0.94 | 22.4215 | 23.3615 | kWh
0.94 | 22.7541 | 23.6941 | kWh
0.94 | 23.3368 | 24.2768 | kWh
0.94 | 23.6162 | 24.5562 | kWh
0.94 | 23.1461 | 24.0861 | kWh
0.94 | 21.6894 | 22.6294 | kWh
0.94 | 19.9358 | 20.8758 | kWh
0.94 | 17.9945 | 18.9345 | kWh
0.94 | 14.4744 | 15.4144 | kWh
0.94 | 10.7976 | 11.7376 | kWh
7.3918 | 8.714 | 16.1057 | kWh
11.8268 | 8.1236 | 19.9504 | kWh
16.2619 | 10.0387 | 26.3005 | kWh
16.2619 | 14.8094 | 31.0713 | kWh
16.2619 | 16.9817 | 33.2435 | kWh
15.5227 | 18.4037 | 33.9264 | kWh
15.5227 | 19.8461 | 35.3688 | kWh
12.566 | 21.6026 | 34.1685 | kWh
11.8268 | 23.2891 | 35.1159 | kWh
15.5227 | 24.9711 | 40.4938 | kWh
19.9577 | 26.3319 | 46.2897 | kWh
19.9577 | 26.81 | 46.7678 | kWh
14.7835 | 26.3352 | 41.1187 | kWh
7.3918 | 23.279 | 30.6708 | kWh
0.94 | 22.4215 | 23.3615 | kWh
0.94 | 22.7541 | 23.6941 | kWh
0.94 | 23.3368 | 24.2768 | kWh
0.94 | 23.6162 | 24.5562 | kWh
0.94 | 23.1461 | 24.0861 | kWh
0.94 | 21.6894 | 22.6294 | kWh
0.94 | 19.9358 | 20.8758 | kWh
0.94 | 17.9945 | 18.9345 | kWh
0.94 | 14.4744 | 15.4144 | kWh
0.94 | 10.7976 | 11.7376 | kWh
7.3918 | 8.714 | 16.1057 | kWh
11.8268 | 8.1236 | 19.9504 | kWh
16.2619 | 10.0387 | 26.3005 | kWh
16.2619 | 14.8094 | 31.0713 | kWh
16.2619 | 16.9817 | 33.2435 | kWh
15.5227 | 18.4037 | 33.9264 | kWh
15.5227 | 19.8461 | 35.3688 | kWh
12.566 | 21.6026 | 34.1685 | kWh
11.8268 | 23.2891 | 35.1159 | kWh
15.5227 | 24.9711 | 40.4938 | kWh
19.9577 | 26.3319 | 46.2897 | kWh
19.9577 | 26.81 | 46.7678 | kWh
14.7835 | 26.3352 | 41.1187 | kWh
7.3918 | 23.279 | 30.6708 | kWh
0.94 | 22.4215 | 23.3615 | kWh
0.94 | 22.7541 | 23.6941 | kWh
0.94 | 23.3368 | 24.2768 | kWh
0.94 | 23.6162 | 24.5562 | kWh
0.94 | 23.1461 | 24.0861 | kWh
0.94 | 21.6894 | 22.6294 | kWh
0.94 | 19.9358 | 20.8758 | kWh
0.94 | 17.9945 | 18.9345 | kWh
0.94 | 14.4744 | 15.4144 | kWh
0.94 | 10.7976 | 11.7376 | kWh
7.3918 | 8.714 | 16.1057 | kWh
11.8268 | 8.1236 | 19.9504 | kWh
16.2619 | 10.0387 | 26.3005 | kWh
16.2619 | 14.8094 | 31.0713 | kWh
16.2619 | 16.9817 | 33.2435 | kWh
15.5227 | 18.4037 | 33.9264 | kWh
15.5227 | 19.8461 | 35.3688 | kWh
12.566 | 21.6026 | 34.1685 | kWh
11.8268 | 23.2891 | 35.1159 | kWh
15.5227 | 24.9711 | 40.4938 | kWh
19.9577 | 26.3319 | 46.2897 | kWh
19.9577 | 26.81 | 46.7678 | kWh
14.7835 | 26.3352 | 41.1187 | kWh
7.3918 | 23.279 | 30.6708 | kWh
0.94 | 22.4215 | 23.3615 | kWh
0.94 | 22.7541 | 23.6941 | kWh
0.94 | 23.3368 | 24.2768 | kWh
0.94 | 23.6162 | 24.5562 | kWh
0.94 | 29.3065 | 30.2465 | kWh
0.94 | 27.2091 | 28.1491 | kWh
0.94 | 24.2707 | 25.2107 | kWh
0.94 | 20.5017 | 21.4417 | kWh
0.94 | 16.5788 | 17.5188 | kWh
0.94 | 13.4014 | 14.3414 | kWh
0.94 | 10.7273 | 11.6673 | kWh
0.94 | 8.227 | 9.167 | kWh
0.94 | 6.2562 | 7.1962 | kWh
0.94 | 5.09 | 6.03 | kWh
0.94 | 5.1245 | 6.0645 | kWh
0.94 | 6.0222 | 6.9622 | kWh
0.94 | 8.2704 | 9.2104 | kWh
0.94 | 11.2802 | 12.2202 | kWh
0.94 | 14.4549 | 15.3949 | kWh
0.94 | 17.7361 | 18.6761 | kWh
0.94 | 21.1991 | 22.1391 | kWh
0.94 | 25.1191 | 26.0591 | kWh
0.94 | 28.8878 | 29.8278 | kWh
0.94 | 31.4065 | 32.3465 | kWh
0.94 | 32.7107 | 33.6507 | kWh
0.94 | 33.1482 | 34.0882 | kWh
0.94 | 32.561 | 33.501 | kWh
0.94 | 31.2065 | 32.1465 | kWh
0.94 | 29.3065 | 30.2465 | kWh
0.94 | 27.2091 | 28.1491 | kWh
0.94 | 24.2707 | 25.2107 | kWh
0.94 | 20.5017 | 21.4417 | kWh
0.94 | 16.5788 | 17.5188 | kWh
0.94 | 13.4014 | 14.3414 | kWh
0.94 | 10.7273 | 11.6673 | kWh
0.94 | 8.227 | 9.167 | kWh
0.94 | 6.2562 | 7.1962 | kWh
0.94 | 5.09 | 6.03 | kWh
0.94 | 5.1245 | 6.0645 | kWh
0.94 | 6.0222 | 6.9622 | kWh
0.94 | 8.2704 | 9.2104 | kWh
0.94 | 11.2802 | 12.2202 | kWh
0.94 | 14.4549 | 15.3949 | kWh
0.94 | 17.7361 | 18.6761 | kWh
0.94 | 21.1991 | 22.1391 | kWh
0.94 | 25.1191 | 26.0591 | kWh
0.94 | 28.8878 | 29.8278 | kWh
0.94 | 31.4065 | 32.3465 | kWh
0.94 | 32.7107 | 33.6507 | kWh
0.94 | 33.1482 | 34.0882 | kWh
0.94 | 32.561 | 33.501 | kWh
0.94 | 31.2065 | 32.1465 | kWh
0.94 | 23.1461 | 24.0861 | kWh
0.94 | 21.6894 | 22.6294 | kWh
0.94 | 19.9358 | 20.8758 | kWh
0.94 | 17.9945 | 18.9345 | kWh
0.94 | 14.4744 | 15.4144 | kWh
0.94 | 10.7976 | 11.7376 | kWh
7.3918 | 8.714 | 16.1057 | kWh
11.8268 | 8.1236 | 19.9504 | kWh
16.2619 | 10.0387 | 26.3005 | kWh
16.2619 | 14.8094 | 31.0713 | kWh
16.2619 | 16.9817 | 33.2435 | kWh
15.5227 | 18.4037 | 33.9264 | kWh
15.5227 | 19.8461 | 35.3688 | kWh
12.566 | 21.6026 | 34.1685 | kWh
11.8268 | 23.2891 | 35.1159 | kWh
15.5227 | 24.9711 | 40.4938 | kWh
19.9577 | 26.3319 | 46.2897 | kWh
19.9577 | 26.81 | 46.7678 | kWh
14.7835 | 26.3352 | 41.1187 | kWh
7.3918 | 23.279 | 30.6708 | kWh
0.94 | 22.4215 | 23.3615 | kWh
0.94 | 22.7541 | 23.6941 | kWh
0.94 | 23.3368 | 24.2768 | kWh
0.94 | 23.6162 | 24.5562 | kWh
0.94 | 23.1461 | 24.0861 | kWh
0.94 | 21.6894 | 22.6294 | kWh
0.94 | 19.9358 | 20.8758 | kWh
0.94 | 17.9945 | 18.9345 | kWh
0.94 | 14.4744 | 15.4144 | kWh
0.94 | 10.7976 | 11.7376 | kWh
7.3918 | 8.714 | 16.1057 | kWh
11.8268 | 8.1236 | 19.9504 | kWh
16.2619 | 10.0387 | 26.3005 | kWh
16.2619 | 14.8094 | 31.0713 | kWh
16.2619 | 16.9817 | 33.2435 | kWh
15.5227 | 18.4037 | 33.9264 | kWh
15.5227 | 19.8461 | 35.3688 | kWh
12.566 | 21.6026 | 34.1685 | kWh
11.8268 | 23.2891 | 35.1159 | kWh
15.5227 | 24.9711 | 40.4938 | kWh
19.9577 | 26.3319 | 46.2897 | kWh
19.9577 | 26.81 | 46.7678 | kWh
14.7835 | 26.3352 | 41.1187 | kWh
7.3918 | 23.279 | 30.6708 | kWh
0.94 | 22.4215 | 23.3615 | kWh
0.94 | 22.7541 | 23.6941 | kWh
0.94 | 23.3368 | 24.2768 | kWh
0.94 | 23.6162 | 24.5562 | kWh
0.94 | 23.1461 | 24.0861 | kWh
0.94 | 21.6894 | 22.6294 | kWh
0.94 | 19.9358 | 20.8758 | kWh
0.94 | 17.9945 | 18.9345 | kWh
0.94 | 14.4744 | 15.4144 | kWh
0.94 | 10.7976 | 11.7376 | kWh
7.3918 | 8.714 | 16.1057 | kWh
11.8268 | 8.1236 | 19.9504 | kWh
16.2619 | 10.0387 | 26.3005 | kWh
16.2619 | 14.8094 | 31.0713 | kWh
16.2619 | 16.9817 | 33.2435 | kWh
15.5227 | 18.4037 | 33.9264 | kWh
15.5227 | 19.8461 | 35.3688 | kWh
12.566 | 21.6026 | 34.1685 | kWh
11.8268 | 23.2891 | 35.1159 | kWh
15.5227 | 24.9711 | 40.4938 | kWh
19.9577 | 26.3319 | 46.2897 | kWh
19.9577 | 26.81 | 46.7678 | kWh
14.7835 | 26.3352 | 41.1187 | kWh
7.3918 | 23.279 | 30.6708 | kWh
0.94 | 22.4215 | 23.3615 | kWh
0.94 | 22.7541 | 23.6941 | kWh
0.94 | 23.3368 | 24.2768 | kWh
0.94 | 23.6162 | 24.5562 | kWh
0.94 | 23.1461 | 24.0861 | kWh
0.94 | 21.6894 | 22.6294 | kWh
0.94 | 19.9358 | 20.8758 | kWh
0.94 | 17.9945 | 18.9345 | kWh
0.94 | 14.4744 | 15.4144 | kWh
0.94 | 10.7976 | 11.7376 | kWh
7.3918 | 8.714 | 16.1057 | kWh
11.8268 | 8.1236 | 19.9504 | kWh
16.2619 | 10.0387 | 26.3005 | kWh
16.2619 | 14.8094 | 31.0713 | kWh
16.2619 | 16.9817 | 33.2435 | kWh
15.5227 | 18.4037 | 33.9264 | kWh
15.5227 | 19.8461 | 35.3688 | kWh
12.566 | 21.6026 | 34.1685 | kWh
11.8268 | 23.2891 | 35.1159 | kWh
15.5227 | 24.9711 | 40.4938 | kWh
19.9577 | 26.3319 | 46.2897 | kWh
19.9577 | 26.81 | 46.7678 | kWh
14.7835 | 26.3352 | 41.1187 | kWh
7.3918 | 23.279 | 30.6708 | kWh
0.94 | 22.4215 | 23.3615 | kWh
0.94 | 22.7541 | 23.6941 | kWh
0.94 | 23.3368 | 24.2768 | kWh
0.94 | 23.6162 | 24.5562 | kWh
0.94 | 23.1461 | 24.0861 | kWh
0.94 | 21.6894 | 22.6294 | kWh
0.94 | 19.9358 | 20.8758 | kWh
0.94 | 17.9945 | 18.9345 | kWh
0.94 | 14.4744 | 15.4144 | kWh
0.94 | 10.7976 | 11.7376 | kWh
7.3918 | 8.714 | 16.1057 | kWh
11.8268 | 8.1236 | 19.9504 | kWh
16.2619 | 10.0387 | 26.3005 | kWh
16.2619 | 14.8094 | 31.0713 | kWh
16.2619 | 16.9817 | 33.2435 | kWh
15.5227 | 18.4037 | 33.9264 | kWh
15.5227 | 19.8461 | 35.3688 | kWh
12.566 | 21.6026 | 34.1685 | kWh
11.8268 | 23.2891 | 35.1159 | kWh
15.5227 | 24.9711 | 40.4938 | kWh
19.9577 | 26.3319 | 46.2897 | kWh
19.9577 | 26.81 | 46.7678 | kWh
14.7835 | 26.3352 | 41.1187 | kWh
7.3918 | 23.279 | 30.6708 | kWh
0.94 | 22.4215 | 23.3615 | kWh
0.94 | 22.7541 | 23.6941 | kWh
0.94 | 23.3368 | 24.2768 | kWh
0.94 | 23.6162 | 24.5562 | kWh
0.94 | 29.3065 | 30.2465 | kWh
0.94 | 27.2091 | 28.1491 | kWh
0.94 | 24.2707 | 25.2107 | kWh
0.94 | 20.5017 | 21.4417 | kWh
0.94 | 16.5788 | 17.5188 | kWh
0.94 | 13.4014 | 14.3414 | kWh
0.94 | 10.7273 | 11.6673 | kWh
0.94 | 8.227 | 9.167 | kWh
0.94 | 6.2562 | 7.1962 | kWh
0.94 | 5.09 | 6.03 | kWh
0.94 | 5.1245 | 6.0645 | kWh
0.94 | 6.0222 | 6.9622 | kWh
0.94 | 8.2704 | 9.2104 | kWh
0.94 | 11.2802 | 12.2202 | kWh
0.94 | 14.4549 | 15.3949 | kWh
0.94 | 17.7361 | 18.6761 | kWh
0.94 | 21.1991 | 22.1391 | kWh
0.94 | 25.1191 | 26.0591 | kWh
0.94 | 28.8878 | 29.8278 | kWh
0.94 | 31.4065 | 32.3465 | kWh
0.94 | 32.7107 | 33.6507 | kWh
0.94 | 33.1482 | 34.0882 | kWh
0.94 | 32.561 | 33.501 | kWh
0.94 | 31.2065 | 32.1465 | kWh
0.94 | 29.3065 | 30.2465 | kWh
0.94 | 27.2091 | 28.1491 | kWh
0.94 | 24.2707 | 25.2107 | kWh
0.94 | 20.5017 | 21.4417 | kWh
0.94 | 16.5788 | 17.5188 | kWh
0.94 | 13.4014 | 14.3414 | kWh
0.94 | 10.7273 | 11.6673 | kWh
0.94 | 8.227 | 9.167 | kWh
0.94 | 6.2562 | 7.1962 | kWh
0.94 | 5.09 | 6.03 | kWh
0.94 | 5.1245 | 6.0645 | kWh
0.94 | 6.0222 | 6.9622 | kWh
0.94 | 8.2704 | 9.2104 | kWh
0.94 | 11.2802 | 12.2202 | kWh
0.94 | 14.4549 | 15.3949 | kWh
0.94 | 17.7361 | 18.6761 | kWh
0.94 | 21.1991 | 22.1391 | kWh
0.94 | 25.1191 | 26.0591 | kWh
0.94 | 28.8878 | 29.8278 | kWh
0.94 | 31.4065 | 32.3465 | kWh
0.94 | 32.7107 | 33.6507 | kWh
0.94 | 33.1482 | 34.0882 | kWh
0.94 | 32.561 | 33.501 | kWh
0.94 | 31.2065 | 32.1465 | kWh
0.94 | 23.1461 | 24.0861 | kWh
0.94 | 21.6894 | 22.6294 | kWh
0.94 | 19.9358 | 20.8758 | kWh
0.94 | 17.9945 | 18.9345 | kWh
0.94 | 14.4744 | 15.4144 | kWh
0.94 | 10.7976 | 11.7376 | kWh
7.3918 | 8.714 | 16.1057 | kWh
11.8268 | 8.1236 | 19.9504 | kWh
16.2619 | 10.0387 | 26.3005 | kWh
16.2619 | 14.8094 | 31.0713 | kWh
16.2619 | 16.9817 | 33.2435 | kWh
15.5227 | 18.4037 | 33.9264 | kWh
15.5227 | 19.8461 | 35.3688 | kWh
12.566 | 21.6026 | 34.1685 | kWh
11.8268 | 23.2891 | 35.1159 | kWh
15.5227 | 24.9711 | 40.4938 | kWh
19.9577 | 26.3319 | 46.2897 | kWh
19.9577 | 26.81 | 46.7678 | kWh
14.7835 | 26.3352 | 41.1187 | kWh
7.3918 | 23.279 | 30.6708 | kWh
0.94 | 22.4215 | 23.3615 | kWh
0.94 | 22.7541 | 23.6941 | kWh
0.94 | 23.3368 | 24.2768 | kWh
0.94 | 23.6162 | 24.5562 | kWh
0.94 | 23.1461 | 24.0861 | kWh
0.94 | 21.6894 | 22.6294 | kWh
0.94 | 19.9358 | 20.8758 | kWh
0.94 | 17.9945 | 18.9345 | kWh
0.94 | 14.4744 | 15.4144 | kWh
0.94 | 10.7976 | 11.7376 | kWh
7.3918 | 8.714 | 16.1057 | kWh
11.8268 | 8.1236 | 19.9504 | kWh
16.2619 | 10.0387 | 26.3005 | kWh
16.2619 | 14.8094 | 31.0713 | kWh
16.2619 | 16.9817 | 33.2435 | kWh
15.5227 | 18.4037 | 33.9264 | kWh
15.5227 | 19.8461 | 35.3688 | kWh
12.566 | 21.6026 | 34.1685 | kWh
11.8268 | 23.2891 | 35.1159 | kWh
15.5227 | 24.9711 | 40.4938 | kWh
19.9577 | 26.3319 | 46.2897 | kWh
19.9577 | 26.81 | 46.7678 | kWh
14.7835 | 26.3352 | 41.1187 | kWh
7.3918 | 23.279 | 30.6708 | kWh
0.94 | 22.4215 | 23.3615 | kWh
0.94 | 22.7541 | 23.6941 | kWh
0.94 | 23.3368 | 24.2768 | kWh
0.94 | 23.6162 | 24.5562 | kWh
0.94 | 23.1461 | 24.0861 | kWh
0.94 | 21.6894 | 22.6294 | kWh
0.94 | 19.9358 | 20.8758 | kWh
0.94 | 17.9945 | 18.9345 | kWh
0.94 | 14.4744 | 15.4144 | kWh
0.94 | 10.7976 | 11.7376 | kWh
7.3918 | 8.714 | 16.1057 | kWh
11.8268 | 8.1236 | 19.9504 | kWh
16.2619 | 10.0387 | 26.3005 | kWh
16.2619 | 14.8094 | 31.0713 | kWh
16.2619 | 16.9817 | 33.2435 | kWh
15.5227 | 18.4037 | 33.9264 | kWh
15.5227 | 19.8461 | 35.3688 | kWh
12.566 | 21.6026 | 34.1685 | kWh
11.8268 | 23.2891 | 35.1159 | kWh
15.5227 | 24.9711 | 40.4938 | kWh
19.9577 | 26.3319 | 46.2897 | kWh
19.9577 | 26.81 | 46.7678 | kWh
14.7835 | 26.3352 | 41.1187 | kWh
7.3918 | 23.279 | 30.6708 | kWh
0.94 | 22.4215 | 23.3615 | kWh
0.94 | 22.7541 | 23.6941 | kWh
0.94 | 23.3368 | 24.2768 | kWh
0.94 | 23.6162 | 24.5562 | kWh
0.94 | 23.1461 | 24.0861 | kWh
0.94 | 21.6894 | 22.6294 | kWh
0.94 | 19.9358 | 20.8758 | kWh
0.94 | 17.9945 | 18.9345 | kWh
0.94 | 14.4744 | 15.4144 | kWh
0.94 | 10.7976 | 11.7376 | kWh
7.3918 | 8.714 | 16.1057 | kWh
11.8268 | 8.1236 | 19.9504 | kWh
16.2619 | 10.0387 | 26.3005 | kWh
16.2619 | 14.8094 | 31.0713 | kWh
16.2619 | 16.9817 | 33.2435 | kWh
15.5227 | 18.4037 | 33.9264 | kWh
15.5227 | 19.8461 | 35.3688 | kWh
12.566 | 21.6026 | 34.1685 | kWh
11.8268 | 23.2891 | 35.1159 | kWh
15.5227 | 24.9711 | 40.4938 | kWh
19.9577 | 26.3319 | 46.2897 | kWh
19.9577 | 26.81 | 46.7678 | kWh
14.7835 | 26.3352 | 41.1187 | kWh
7.3918 | 23.279 | 30.6708 | kWh
0.94 | 22.4215 | 23.3615 | kWh
0.94 | 22.7541 | 23.6941 | kWh
0.94 | 23.3368 | 24.2768 | kWh
0.94 | 23.6162 | 24.5562 | kWh
0.94 | 23.1461 | 24.0861 | kWh
0.94 | 21.6894 | 22.6294 | kWh
0.94 | 19.9358 | 20.8758 | kWh
0.94 | 17.9945 | 18.9345 | kWh
0.94 | 14.4744 | 15.4144 | kWh
0.94 | 10.7976 | 11.7376 | kWh
7.3918 | 8.714 | 16.1057 | kWh
11.8268 | 8.1236 | 19.9504 | kWh
16.2619 | 10.0387 | 26.3005 | kWh
16.2619 | 14.8094 | 31.0713 | kWh
16.2619 | 16.9817 | 33.2435 | kWh
15.5227 | 18.4037 | 33.9264 | kWh
15.5227 | 19.8461 | 35.3688 | kWh
12.566 | 21.6026 | 34.1685 | kWh
11.8268 | 23.2891 | 35.1159 | kWh
15.5227 | 24.9711 | 40.4938 | kWh
19.9577 | 26.3319 | 46.2897 | kWh
19.9577 | 26.81 | 46.7678 | kWh
14.7835 | 26.3352 | 41.1187 | kWh
7.3918 | 23.279 | 30.6708 | kWh
0.94 | 22.4215 | 23.3615 | kWh
0.94 | 22.7541 | 23.6941 | kWh
0.94 | 23.3368 | 24.2768 | kWh
0.94 | 23.6162 | 24.5562 | kWh
0.94 | 29.3065 | 30.2465 | kWh
0.94 | 27.2091 | 28.1491 | kWh
0.94 | 24.2707 | 25.2107 | kWh
0.94 | 20.5017 | 21.4417 | kWh
0.94 | 16.5788 | 17.5188 | kWh
0.94 | 13.4014 | 14.3414 | kWh
0.94 | 10.7273 | 11.6673 | kWh
0.94 | 8.227 | 9.167 | kWh
0.94 | 6.2562 | 7.1962 | kWh
0.94 | 5.09 | 6.03 | kWh
0.94 | 5.1245 | 6.0645 | kWh
0.94 | 6.0222 | 6.9622 | kWh
0.94 | 8.2704 | 9.2104 | kWh
0.94 | 11.2802 | 12.2202 | kWh
0.94 | 14.4549 | 15.3949 | kWh
0.94 | 17.7361 | 18.6761 | kWh
0.94 | 21.1991 | 22.1391 | kWh
0.94 | 25.1191 | 26.0591 | kWh
0.94 | 28.8878 | 29.8278 | kWh
0.94 | 31.4065 | 32.3465 | kWh
0.94 | 32.7107 | 33.6507 | kWh
0.94 | 33.1482 | 34.0882 | kWh
0.94 | 32.561 | 33.501 | kWh
0.94 | 31.2065 | 32.1465 | kWh
0.94 | 29.3065 | 30.2465 | kWh
0.94 | 27.2091 | 28.1491 | kWh
0.94 | 24.2707 | 25.2107 | kWh
0.94 | 20.5017 | 21.4417 | kWh
0.94 | 16.5788 | 17.5188 | kWh
0.94 | 13.4014 | 14.3414 | kWh
0.94 | 10.7273 | 11.6673 | kWh
0.94 | 8.227 | 9.167 | kWh
0.94 | 6.2562 | 7.1962 | kWh
0.94 | 5.09 | 6.03 | kWh
0.94 | 5.1245 | 6.0645 | kWh
0.94 | 6.0222 | 6.9622 | kWh
0.94 | 8.2704 | 9.2104 | kWh
0.94 | 11.2802 | 12.2202 | kWh
0.94 | 14.4549 | 15.3949 | kWh
0.94 | 17.7361 | 18.6761 | kWh
0.94 | 21.1991 | 22.1391 | kWh
0.94 | 25.1191 | 26.0591 | kWh
0.94 | 28.8878 | 29.8278 | kWh
0.94 | 31.4065 | 32.3465 | kWh
0.94 | 32.7107 | 33.6507 | kWh
0.94 | 33.1482 | 34.0882 | kWh
0.94 | 32.561 | 33.501 | kWh
0.94 | 31.2065 | 32.1465 | kWh
0.94 | 23.1461 | 24.0861 | kWh
0.94 | 21.6894 | 22.6294 | kWh
0.94 | 19.9358 | 20.8758 | kWh
0.94 | 17.9945 | 18.9345 | kWh
0.94 | 14.4744 | 15.4144 | kWh
0.94 | 10.7976 | 11.7376 | kWh
7.3918 | 8.714 | 16.1057 | kWh
11.8268 | 8.1236 | 19.9504 | kWh
16.2619 | 10.0387 | 26.3005 | kWh
16.2619 | 14.8094 | 31.0713 | kWh
16.2619 | 16.9817 | 33.2435 | kWh
15.5227 | 18.4037 | 33.9264 | kWh
15.5227 | 19.8461 | 35.3688 | kWh
12.566 | 21.6026 | 34.1685 | kWh
11.8268 | 23.2891 | 35.1159 | kWh
15.5227 | 24.9711 | 40.4938 | kWh
19.9577 | 26.3319 | 46.2897 | kWh
19.9577 | 26.81 | 46.7678 | kWh
14.7835 | 26.3352 | 41.1187 | kWh
7.3918 | 23.279 | 30.6708 | kWh
0.94 | 22.4215 | 23.3615 | kWh
0.94 | 22.7541 | 23.6941 | kWh
0.94 | 23.3368 | 24.2768 | kWh
0.94 | 23.6162 | 24.5562 | kWh
0.94 | 23.1461 | 24.0861 | kWh
0.94 | 21.6894 | 22.6294 | kWh
0.94 | 19.9358 | 20.8758 | kWh
0.94 | 17.9945 | 18.9345 | kWh
0.94 | 14.4744 | 15.4144 | kWh
0.94 | 10.7976 | 11.7376 | kWh
7.3918 | 8.714 | 16.1057 | kWh
11.8268 | 8.1236 | 19.9504 | kWh
16.2619 | 10.0387 | 26.3005 | kWh
16.2619 | 14.8094 | 31.0713 | kWh
16.2619 | 16.9817 | 33.2435 | kWh
15.5227 | 18.4037 | 33.9264 | kWh
15.5227 | 19.8461 | 35.3688 | kWh
12.566 | 21.6026 | 34.1685 | kWh
11.8268 | 23.2891 | 35.1159 | kWh
15.5227 | 24.9711 | 40.4938 | kWh
19.9577 | 26.3319 | 46.2897 | kWh
19.9577 | 26.81 | 46.7678 | kWh
14.7835 | 26.3352 | 41.1187 | kWh
7.3918 | 23.279 | 30.6708 | kWh
0.94 | 22.4215 | 23.3615 | kWh
0.94 | 22.7541 | 23.6941 | kWh
0.94 | 23.3368 | 24.2768 | kWh
0.94 | 23.6162 | 24.5562 | kWh
0.94 | 23.1461 | 24.0861 | kWh
0.94 | 21.6894 | 22.6294 | kWh
0.94 | 19.9358 | 20.8758 | kWh
0.94 | 17.9945 | 18.9345 | kWh
0.94 | 14.4744 | 15.4144 | kWh
0.94 | 10.7976 | 11.7376 | kWh
7.3918 | 8.714 | 16.1057 | kWh
11.8268 | 8.1236 | 19.9504 | kWh
16.2619 | 10.0387 | 26.3005 | kWh
16.2619 | 14.8094 | 31.0713 | kWh
16.2619 | 16.9817 | 33.2435 | kWh
15.5227 | 18.4037 | 33.9264 | kWh
15.5227 | 19.8461 | 35.3688 | kWh
12.566 | 21.6026 | 34.1685 | kWh
11.8268 | 23.2891 | 35.1159 | kWh
15.5227 | 24.9711 | 40.4938 | kWh
19.9577 | 26.3319 | 46.2897 | kWh
19.9577 | 26.81 | 46.7678 | kWh
14.7835 | 26.3352 | 41.1187 | kWh
7.3918 | 23.279 | 30.6708 | kWh
0.94 | 22.4215 | 23.3615 | kWh
0.94 | 22.7541 | 23.6941 | kWh
0.94 | 23.3368 | 24.2768 | kWh
0.94 | 23.6162 | 24.5562 | kWh
0.94 | 23.1461 | 24.0861 | kWh
0.94 | 21.6894 | 22.6294 | kWh
0.94 | 19.9358 | 20.8758 | kWh
0.94 | 17.9945 | 18.9345 | kWh
0.94 | 14.4744 | 15.4144 | kWh
0.94 | 10.7976 | 11.7376 | kWh
7.3918 | 8.714 | 16.1057 | kWh
11.8268 | 8.1236 | 19.9504 | kWh
16.2619 | 10.0387 | 26.3005 | kWh
16.2619 | 14.8094 | 31.0713 | kWh
16.2619 | 16.9817 | 33.2435 | kWh
15.5227 | 18.4037 | 33.9264 | kWh
15.5227 | 19.8461 | 35.3688 | kWh
12.566 | 21.6026 | 34.1685 | kWh
11.8268 | 23.2891 | 35.1159 | kWh
15.5227 | 24.9711 | 40.4938 | kWh
19.9577 | 26.3319 | 46.2897 | kWh
19.9577 | 26.81 | 46.7678 | kWh
14.7835 | 26.3352 | 41.1187 | kWh
7.3918 | 23.279 | 30.6708 | kWh
0.94 | 22.4215 | 23.3615 | kWh
0.94 | 22.7541 | 23.6941 | kWh
0.94 | 23.3368 | 24.2768 | kWh
0.94 | 23.6162 | 24.5562 | kWh
0.94 | 23.1461 | 24.0861 | kWh
0.94 | 21.6894 | 22.6294 | kWh
0.94 | 19.9358 | 20.8758 | kWh
0.94 | 17.9945 | 18.9345 | kWh
0.94 | 14.4744 | 15.4144 | kWh
0.94 | 10.7976 | 11.7376 | kWh
7.3918 | 8.714 | 16.1057 | kWh
11.8268 | 8.1236 | 19.9504 | kWh
16.2619 | 10.0387 | 26.3005 | kWh
16.2619 | 14.8094 | 31.0713 | kWh
16.2619 | 16.9817 | 33.2435 | kWh
15.5227 | 18.4037 | 33.9264 | kWh
15.5227 | 19.8461 | 35.3688 | kWh
12.566 | 21.6026 | 34.1685 | kWh
11.8268 | 23.2891 | 35.1159 | kWh
15.5227 | 24.9711 | 40.4938 | kWh
19.9577 | 26.3319 | 46.2897 | kWh
19.9577 | 26.81 | 46.7678 | kWh
14.7835 | 26.3352 | 41.1187 | kWh
7.3918 | 23.279 | 30.6708 | kWh
0.94 | 22.4215 | 23.3615 | kWh
0.94 | 22.7541 | 23.6941 | kWh
0.94 | 23.3368 | 24.2768 | kWh
0.94 | 23.6162 | 24.5562 | kWh
0.94 | 29.3065 | 30.2465 | kWh
0.94 | 27.2091 | 28.1491 | kWh
0.94 | 24.2707 | 25.2107 | kWh
0.94 | 20.5017 | 21.4417 | kWh
0.94 | 16.5788 | 17.5188 | kWh
0.94 | 13.4014 | 14.3414 | kWh
0.94 | 10.7273 | 11.6673 | kWh
0.94 | 8.227 | 9.167 | kWh
0.94 | 6.2562 | 7.1962 | kWh
0.94 | 5.09 | 6.03 | kWh
0.94 | 5.1245 | 6.0645 | kWh
0.94 | 6.0222 | 6.9622 | kWh
0.94 | 8.2704 | 9.2104 | kWh
0.94 | 11.2802 | 12.2202 | kWh
0.94 | 14.4549 | 15.3949 | kWh
0.94 | 17.7361 | 18.6761 | kWh
0.94 | 21.1991 | 22.1391 | kWh
0.94 | 25.1191 | 26.0591 | kWh
0.94 | 28.8878 | 29.8278 | kWh
0.94 | 31.4065 | 32.3465 | kWh
0.94 | 32.7107 | 33.6507 | kWh
0.94 | 33.1482 | 34.0882 | kWh
0.94 | 32.561 | 33.501 | kWh
0.94 | 31.2065 | 32.1465 | kWh
0.94 | 29.3065 | 30.2465 | kWh
0.94 | 27.2091 | 28.1491 | kWh
0.94 | 24.2707 | 25.2107 | kWh
0.94 | 20.5017 | 21.4417 | kWh
0.94 | 16.5788 | 17.5188 | kWh
0.94 | 13.4014 | 14.3414 | kWh
0.94 | 10.7273 | 11.6673 | kWh
0.94 | 8.227 | 9.167 | kWh
0.94 | 6.2562 | 7.1962 | kWh
0.94 | 5.09 | 6.03 | kWh
0.94 | 5.1245 | 6.0645 | kWh
0.94 | 6.0222 | 6.9622 | kWh
0.94 | 8.2704 | 9.2104 | kWh
0.94 | 11.2802 | 12.2202 | kWh
0.94 | 14.4549 | 15.3949 | kWh
0.94 | 17.7361 | 18.6761 | kWh
0.94 | 21.1991 | 22.1391 | kWh
0.94 | 25.1191 | 26.0591 | kWh
0.94 | 28.8878 | 29.8278 | kWh
0.94 | 31.4065 | 32.3465 | kWh
0.94 | 32.7107 | 33.6507 | kWh
0.94 | 33.1482 | 34.0882 | kWh
0.94 | 32.561 | 33.501 | kWh
0.94 | 31.2065 | 32.1465 | kWh
0.94 | 23.1461 | 24.0861 | kWh
0.94 | 21.6894 | 22.6294 | kWh
0.94 | 19.9358 | 20.8758 | kWh
0.94 | 17.9945 | 18.9345 | kWh
0.94 | 14.4744 | 15.4144 | kWh
0.94 | 10.7976 | 11.7376 | kWh
7.3918 | 8.714 | 16.1057 | kWh
11.8268 | 8.1236 | 19.9504 | kWh
16.2619 | 10.0387 | 26.3005 | kWh
16.2619 | 14.8094 | 31.0713 | kWh
16.2619 | 16.9817 | 33.2435 | kWh
15.5227 | 18.4037 | 33.9264 | kWh
15.5227 | 19.8461 | 35.3688 | kWh
12.566 | 21.6026 | 34.1685 | kWh
11.8268 | 23.2891 | 35.1159 | kWh
15.5227 | 24.9711 | 40.4938 | kWh
19.9577 | 26.3319 | 46.2897 | kWh
19.9577 | 26.81 | 46.7678 | kWh
14.7835 | 26.3352 | 41.1187 | kWh
7.3918 | 23.279 | 30.6708 | kWh
0.94 | 22.4215 | 23.3615 | kWh
0.94 | 22.7541 | 23.6941 | kWh
0.94 | 23.3368 | 24.2768 | kWh
0.94 | 23.6162 | 24.5562 | kWh
0.94 | 23.1461 | 24.0861 | kWh
0.94 | 21.6894 | 22.6294 | kWh
0.94 | 19.9358 | 20.8758 | kWh
0.94 | 17.9945 | 18.9345 | kWh
0.94 | 14.4744 | 15.4144 | kWh
0.94 | 10.7976 | 11.7376 | kWh
7.3918 | 8.714 | 16.1057 | kWh
11.8268 | 8.1236 | 19.9504 | kWh
16.2619 | 10.0387 | 26.3005 | kWh
16.2619 | 14.8094 | 31.0713 | kWh
16.2619 | 16.9817 | 33.2435 | kWh
15.5227 | 18.4037 | 33.9264 | kWh
15.5227 | 19.8461 | 35.3688 | kWh
12.566 | 21.6026 | 34.1685 | kWh
11.8268 | 23.2891 | 35.1159 | kWh
15.5227 | 24.9711 | 40.4938 | kWh
19.9577 | 26.3319 | 46.2897 | kWh
19.9577 | 26.81 | 46.7678 | kWh
14.7835 | 26.3352 | 41.1187 | kWh
7.3918 | 23.279 | 30.6708 | kWh
0.94 | 22.4215 | 23.3615 | kWh
0.94 | 22.7541 | 23.6941 | kWh
0.94 | 23.3368 | 24.2768 | kWh
0.94 | 23.6162 | 24.5562 | kWh
0.94 | 23.1461 | 24.0861 | kWh
0.94 | 21.6894 | 22.6294 | kWh
0.94 | 19.9358 | 20.8758 | kWh
0.94 | 17.9945 | 18.9345 | kWh
0.94 | 14.4744 | 15.4144 | kWh
0.94 | 10.7976 | 11.7376 | kWh
7.3918 | 8.714 | 16.1057 | kWh
11.8268 | 8.1236 | 19.9504 | kWh
16.2619 | 10.0387 | 26.3005 | kWh
16.2619 | 14.8094 | 31.0713 | kWh
16.2619 | 16.9817 | 33.2435 | kWh
15.5227 | 18.4037 | 33.9264 | kWh
15.5227 | 19.8461 | 35.3688 | kWh
12.566 | 21.6026 | 34.1685 | kWh
11.8268 | 23.2891 | 35.1159 | kWh
15.5227 | 24.9711 | 40.4938 | kWh
19.9577 | 26.3319 | 46.2897 | kWh
19.9577 | 26.81 | 46.7678 | kWh
14.7835 | 26.3352 | 41.1187 | kWh
7.3918 | 23.279 | 30.6708 | kWh
0.94 | 22.4215 | 23.3615 | kWh
0.94 | 22.7541 | 23.6941 | kWh
0.94 | 23.3368 | 24.2768 | kWh
0.94 | 23.6162 | 24.5562 | kWh
0.94 | 23.1461 | 24.0861 | kWh
0.94 | 21.6894 | 22.6294 | kWh
0.94 | 19.9358 | 20.8758 | kWh
0.94 | 17.9945 | 18.9345 | kWh
0.94 | 14.4744 | 15.4144 | kWh
0.94 | 10.7976 | 11.7376 | kWh
7.3918 | 8.714 | 16.1057 | kWh
11.8268 | 8.1236 | 19.9504 | kWh
16.2619 | 10.0387 | 26.3005 | kWh
16.2619 | 14.8094 | 31.0713 | kWh
16.2619 | 16.9817 | 33.2435 | kWh
15.5227 | 18.4037 | 33.9264 | kWh
15.5227 | 19.8461 | 35.3688 | kWh
12.566 | 21.6026 | 34.1685 | kWh
11.8268 | 23.2891 | 35.1159 | kWh
15.5227 | 24.9711 | 40.4938 | kWh
19.9577 | 26.3319 | 46.2897 | kWh
19.9577 | 26.81 | 46.7678 | kWh
14.7835 | 26.3352 | 41.1187 | kWh
7.3918 | 23.279 | 30.6708 | kWh
0.94 | 22.4215 | 23.3615 | kWh
0.94 | 22.7541 | 23.6941 | kWh
0.94 | 23.3368 | 24.2768 | kWh
0.94 | 23.6162 | 24.5562 | kWh
0.94 | 23.1461 | 24.0861 | kWh
0.94 | 21.6894 | 22.6294 | kWh
0.94 | 19.9358 | 20.8758 | kWh
0.94 | 17.9945 | 18.9345 | kWh
0.94 | 14.4744 | 15.4144 | kWh
0.94 | 10.7976 | 11.7376 | kWh
7.3918 | 8.714 | 16.1057 | kWh
11.8268 | 8.1236 | 19.9504 | kWh
16.2619 | 10.0387 | 26.3005 | kWh
16.2619 | 14.8094 | 31.0713 | kWh
16.2619 | 16.9817 | 33.2435 | kWh
15.5227 | 18.4037 | 33.9264 | kWh
15.5227 | 19.8461 | 35.3688 | kWh
12.566 | 21.6026 | 34.1685 | kWh
11.8268 | 23.2891 | 35.1159 | kWh
15.5227 | 24.9711 | 40.4938 | kWh
19.9577 | 26.3319 | 46.2897 | kWh
19.9577 | 26.81 | 46.7678 | kWh
14.7835 | 26.3352 | 41.1187 | kWh
7.3918 | 23.279 | 30.6708 | kWh
0.94 | 22.4215 | 23.3615 | kWh
0.94 | 22.7541 | 23.6941 | kWh
0.94 | 23.3368 | 24.2768 | kWh
0.94 | 23.6162 | 24.5562 | kWh
0.94 | 29.3065 | 30.2465 | kWh
0.94 | 27.2091 | 28.1491 | kWh
0.94 | 24.2707 | 25.2107 | kWh
0.94 | 20.5017 | 21.4417 | kWh
0.94 | 16.5788 | 17.5188 | kWh
0.94 | 13.4014 | 14.3414 | kWh
0.94 | 10.7273 | 11.6673 | kWh
0.94 | 8.227 | 9.167 | kWh
0.94 | 6.2562 | 7.1962 | kWh
0.94 | 5.09 | 6.03 | kWh
0.94 | 5.1245 | 6.0645 | kWh
0.94 | 6.0222 | 6.9622 | kWh
0.94 | 8.2704 | 9.2104 | kWh
0.94 | 11.2802 | 12.2202 | kWh
0.94 | 14.4549 | 15.3949 | kWh
0.94 | 17.7361 | 18.6761 | kWh
0.94 | 21.1991 | 22.1391 | kWh
0.94 | 25.1191 | 26.0591 | kWh
0.94 | 28.8878 | 29.8278 | kWh
0.94 | 31.4065 | 32.3465 | kWh
0.94 | 32.7107 | 33.6507 | kWh
0.94 | 33.1482 | 34.0882 | kWh
0.94 | 32.561 | 33.501 | kWh
0.94 | 31.2065 | 32.1465 | kWh
0.94 | 29.3065 | 30.2465 | kWh
0.94 | 27.2091 | 28.1491 | kWh
0.94 | 24.2707 | 25.2107 | kWh
0.94 | 20.5017 | 21.4417 | kWh
0.94 | 16.5788 | 17.5188 | kWh
0.94 | 13.4014 | 14.3414 | kWh
0.94 | 10.7273 | 11.6673 | kWh
0.94 | 8.227 | 9.167 | kWh
0.94 | 6.2562 | 7.1962 | kWh
0.94 | 5.09 | 6.03 | kWh
0.94 | 5.1245 | 6.0645 | kWh
0.94 | 6.0222 | 6.9622 | kWh
0.94 | 8.2704 | 9.2104 | kWh
0.94 | 11.2802 | 12.2202 | kWh
0.94 | 14.4549 | 15.3949 | kWh
0.94 | 17.7361 | 18.6761 | kWh
0.94 | 21.1991 | 22.1391 | kWh
0.94 | 25.1191 | 26.0591 | kWh
0.94 | 28.8878 | 29.8278 | kWh
0.94 | 31.4065 | 32.3465 | kWh
0.94 | 32.7107 | 33.6507 | kWh
0.94 | 33.1482 | 34.0882 | kWh
0.94 | 32.561 | 33.501 | kWh
0.94 | 31.2065 | 32.1465 | kWh
0.94 | 23.1461 | 24.0861 | kWh
0.94 | 21.6894 | 22.6294 | kWh
0.94 | 19.9358 | 20.8758 | kWh
0.94 | 17.9945 | 18.9345 | kWh
0.94 | 14.4744 | 15.4144 | kWh
0.94 | 10.7976 | 11.7376 | kWh
7.3918 | 8.714 | 16.1057 | kWh
11.8268 | 8.1236 | 19.9504 | kWh
16.2619 | 10.0387 | 26.3005 | kWh
16.2619 | 14.8094 | 31.0713 | kWh
16.2619 | 16.9817 | 33.2435 | kWh
15.5227 | 18.4037 | 33.9264 | kWh
15.5227 | 19.8461 | 35.3688 | kWh
12.566 | 21.6026 | 34.1685 | kWh
11.8268 | 23.2891 | 35.1159 | kWh
15.5227 | 24.9711 | 40.4938 | kWh
19.9577 | 26.3319 | 46.2897 | kWh
19.9577 | 26.81 | 46.7678 | kWh
14.7835 | 26.3352 | 41.1187 | kWh
7.3918 | 23.279 | 30.6708 | kWh
0.94 | 22.4215 | 23.3615 | kWh
0.94 | 22.7541 | 23.6941 | kWh
0.94 | 23.3368 | 24.2768 | kWh
0.94 | 23.6162 | 24.5562 | kWh
0.94 | 23.1461 | 24.0861 | kWh
0.94 | 21.6894 | 22.6294 | kWh
0.94 | 19.9358 | 20.8758 | kWh
0.94 | 17.9945 | 18.9345 | kWh
0.94 | 14.4744 | 15.4144 | kWh
0.94 | 10.7976 | 11.7376 | kWh
7.3918 | 8.714 | 16.1057 | kWh
11.8268 | 8.1236 | 19.9504 | kWh
16.2619 | 10.0387 | 26.3005 | kWh
16.2619 | 14.8094 | 31.0713 | kWh
16.2619 | 16.9817 | 33.2435 | kWh
15.5227 | 18.4037 | 33.9264 | kWh
15.5227 | 19.8461 | 35.3688 | kWh
12.566 | 21.6026 | 34.1685 | kWh
11.8268 | 23.2891 | 35.1159 | kWh
15.5227 | 24.9711 | 40.4938 | kWh
19.9577 | 26.3319 | 46.2897 | kWh
19.9577 | 26.81 | 46.7678 | kWh
14.7835 | 26.3352 | 41.1187 | kWh
7.3918 | 23.279 | 30.6708 | kWh
0.94 | 22.4215 | 23.3615 | kWh
0.94 | 22.7541 | 23.6941 | kWh
0.94 | 23.3368 | 24.2768 | kWh
0.94 | 23.6162 | 24.5562 | kWh
0.94 | 23.1461 | 24.0861 | kWh
0.94 | 21.6894 | 22.6294 | kWh
0.94 | 19.9358 | 20.8758 | kWh
0.94 | 17.9945 | 18.9345 | kWh
0.94 | 14.4744 | 15.4144 | kWh
0.94 | 10.7976 | 11.7376 | kWh
7.3918 | 8.714 | 16.1057 | kWh
11.8268 | 8.1236 | 19.9504 | kWh
16.2619 | 10.0387 | 26.3005 | kWh
16.2619 | 14.8094 | 31.0713 | kWh
16.2619 | 16.9817 | 33.2435 | kWh
15.5227 | 18.4037 | 33.9264 | kWh
15.5227 | 19.8461 | 35.3688 | kWh
12.566 | 21.6026 | 34.1685 | kWh
11.8268 | 23.2891 | 35.1159 | kWh
15.5227 | 24.9711 | 40.4938 | kWh
19.9577 | 26.3319 | 46.2897 | kWh
19.9577 | 26.81 | 46.7678 | kWh
14.7835 | 26.3352 | 41.1187 | kWh
7.3918 | 23.279 | 30.6708 | kWh
0.94 | 22.4215 | 23.3615 | kWh
0.94 | 22.7541 | 23.6941 | kWh
0.94 | 23.3368 | 24.2768 | kWh
0.94 | 23.6162 | 24.5562 | kWh
0.94 | 23.1461 | 24.0861 | kWh
0.94 | 21.6894 | 22.6294 | kWh
0.94 | 19.9358 | 20.8758 | kWh
0.94 | 17.9945 | 18.9345 | kWh
0.94 | 14.4744 | 15.4144 | kWh
0.94 | 10.7976 | 11.7376 | kWh
7.3918 | 8.714 | 16.1057 | kWh
11.8268 | 8.1236 | 19.9504 | kWh
16.2619 | 10.0387 | 26.3005 | kWh
16.2619 | 14.8094 | 31.0713 | kWh
16.2619 | 16.9817 | 33.2435 | kWh
15.5227 | 18.4037 | 33.9264 | kWh
15.5227 | 19.8461 | 35.3688 | kWh
12.566 | 21.6026 | 34.1685 | kWh
11.8268 | 23.2891 | 35.1159 | kWh
15.5227 | 24.9711 | 40.4938 | kWh
19.9577 | 26.3319 | 46.2897 | kWh
19.9577 | 26.81 | 46.7678 | kWh
14.7835 | 26.3352 | 41.1187 | kWh
7.3918 | 23.279 | 30.6708 | kWh
0.94 | 22.4215 | 23.3615 | kWh
0.94 | 22.7541 | 23.6941 | kWh
0.94 | 23.3368 | 24.2768 | kWh
0.94 | 23.6162 | 24.5562 | kWh
0.94 | 23.1461 | 24.0861 | kWh
0.94 | 21.6894 | 22.6294 | kWh
0.94 | 19.9358 | 20.8758 | kWh
0.94 | 17.9945 | 18.9345 | kWh
0.94 | 14.4744 | 15.4144 | kWh
0.94 | 10.7976 | 11.7376 | kWh
7.3918 | 8.714 | 16.1057 | kWh
11.8268 | 8.1236 | 19.9504 | kWh
16.2619 | 10.0387 | 26.3005 | kWh
16.2619 | 14.8094 | 31.0713 | kWh
16.2619 | 16.9817 | 33.2435 | kWh
15.5227 | 18.4037 | 33.9264 | kWh
15.5227 | 19.8461 | 35.3688 | kWh
12.566 | 21.6026 | 34.1685 | kWh
11.8268 | 23.2891 | 35.1159 | kWh
15.5227 | 24.9711 | 40.4938 | kWh
19.9577 | 26.3319 | 46.2897 | kWh
19.9577 | 26.81 | 46.7678 | kWh
14.7835 | 26.3352 | 41.1187 | kWh
7.3918 | 23.279 | 30.6708 | kWh
0.94 | 22.4215 | 23.3615 | kWh
0.94 | 22.7541 | 23.6941 | kWh
0.94 | 23.3368 | 24.2768 | kWh
0.94 | 23.6162 | 24.5562 | kWh
0.94 | 29.3065 | 30.2465 | kWh
0.94 | 27.2091 | 28.1491 | kWh
0.94 | 24.2707 | 25.2107 | kWh
0.94 | 20.5017 | 21.4417 | kWh
0.94 | 16.5788 | 17.5188 | kWh
0.94 | 13.4014 | 14.3414 | kWh
0.94 | 10.7273 | 11.6673 | kWh
0.94 | 8.227 | 9.167 | kWh
0.94 | 6.2562 | 7.1962 | kWh
0.94 | 5.09 | 6.03 | kWh
0.94 | 5.1245 | 6.0645 | kWh
0.94 | 6.0222 | 6.9622 | kWh
0.94 | 8.2704 | 9.2104 | kWh
0.94 | 11.2802 | 12.2202 | kWh
0.94 | 14.4549 | 15.3949 | kWh
0.94 | 17.7361 | 18.6761 | kWh
0.94 | 21.1991 | 22.1391 | kWh
0.94 | 25.1191 | 26.0591 | kWh
0.94 | 28.8878 | 29.8278 | kWh
0.94 | 31.4065 | 32.3465 | kWh
0.94 | 32.7107 | 33.6507 | kWh
0.94 | 33.1482 | 34.0882 | kWh
0.94 | 32.561 | 33.501 | kWh
0.94 | 31.2065 | 32.1465 | kWh
0.94 | 29.3065 | 30.2465 | kWh
0.94 | 27.2091 | 28.1491 | kWh
0.94 | 24.2707 | 25.2107 | kWh
0.94 | 20.5017 | 21.4417 | kWh
0.94 | 16.5788 | 17.5188 | kWh
0.94 | 13.4014 | 14.3414 | kWh
0.94 | 10.7273 | 11.6673 | kWh
0.94 | 8.227 | 9.167 | kWh
0.94 | 6.2562 | 7.1962 | kWh
0.94 | 5.09 | 6.03 | kWh
0.94 | 5.1245 | 6.0645 | kWh
0.94 | 6.0222 | 6.9622 | kWh
0.94 | 8.2704 | 9.2104 | kWh
0.94 | 11.2802 | 12.2202 | kWh
0.94 | 14.4549 | 15.3949 | kWh
0.94 | 17.7361 | 18.6761 | kWh
0.94 | 21.1991 | 22.1391 | kWh
0.94 | 25.1191 | 26.0591 | kWh
0.94 | 28.8878 | 29.8278 | kWh
0.94 | 31.4065 | 32.3465 | kWh
0.94 | 32.7107 | 33.6507 | kWh
0.94 | 33.1482 | 34.0882 | kWh
0.94 | 32.561 | 33.501 | kWh
0.94 | 31.2065 | 32.1465 | kWh
0.94 | 23.1461 | 24.0861 | kWh
0.94 | 21.6894 | 22.6294 | kWh
0.94 | 19.9358 | 20.8758 | kWh
0.94 | 17.9945 | 18.9345 | kWh
0.94 | 14.4744 | 15.4144 | kWh
0.94 | 10.7976 | 11.7376 | kWh
7.3918 | 8.714 | 16.1057 | kWh
11.8268 | 8.1236 | 19.9504 | kWh
16.2619 | 10.0387 | 26.3005 | kWh
16.2619 | 14.8094 | 31.0713 | kWh
16.2619 | 16.9817 | 33.2435 | kWh
15.5227 | 18.4037 | 33.9264 | kWh
15.5227 | 19.8461 | 35.3688 | kWh
12.566 | 21.6026 | 34.1685 | kWh
11.8268 | 23.2891 | 35.1159 | kWh
15.5227 | 24.9711 | 40.4938 | kWh
19.9577 | 26.3319 | 46.2897 | kWh
19.9577 | 26.81 | 46.7678 | kWh
14.7835 | 26.3352 | 41.1187 | kWh
7.3918 | 23.279 | 30.6708 | kWh
0.94 | 22.4215 | 23.3615 | kWh
0.94 | 22.7541 | 23.6941 | kWh
0.94 | 23.3368 | 24.2768 | kWh
0.94 | 23.6162 | 24.5562 | kWh
0.94 | 23.1461 | 24.0861 | kWh
0.94 | 21.6894 | 22.6294 | kWh
0.94 | 19.9358 | 20.8758 | kWh
0.94 | 17.9945 | 18.9345 | kWh
0.94 | 14.4744 | 15.4144 | kWh
0.94 | 10.7976 | 11.7376 | kWh
7.3918 | 8.714 | 16.1057 | kWh
11.8268 | 8.1236 | 19.9504 | kWh
16.2619 | 10.0387 | 26.3005 | kWh
16.2619 | 14.8094 | 31.0713 | kWh
16.2619 | 16.9817 | 33.2435 | kWh
15.5227 | 18.4037 | 33.9264 | kWh
15.5227 | 19.8461 | 35.3688 | kWh
12.566 | 21.6026 | 34.1685 | kWh
11.8268 | 23.2891 | 35.1159 | kWh
15.5227 | 24.9711 | 40.4938 | kWh
19.9577 | 26.3319 | 46.2897 | kWh
19.9577 | 26.81 | 46.7678 | kWh
14.7835 | 26.3352 | 41.1187 | kWh
7.3918 | 23.279 | 30.6708 | kWh
0.94 | 22.4215 | 23.3615 | kWh
0.94 | 22.7541 | 23.6941 | kWh
0.94 | 23.3368 | 24.2768 | kWh
0.94 | 23.6162 | 24.5562 | kWh
0.94 | 23.1461 | 24.0861 | kWh
0.94 | 21.6894 | 22.6294 | kWh
0.94 | 19.9358 | 20.8758 | kWh
0.94 | 17.9945 | 18.9345 | kWh
0.94 | 14.4744 | 15.4144 | kWh
0.94 | 10.7976 | 11.7376 | kWh
7.3918 | 8.714 | 16.1057 | kWh
11.8268 | 8.1236 | 19.9504 | kWh
16.2619 | 10.0387 | 26.3005 | kWh
16.2619 | 14.8094 | 31.0713 | kWh
16.2619 | 16.9817 | 33.2435 | kWh
15.5227 | 18.4037 | 33.9264 | kWh
15.5227 | 19.8461 | 35.3688 | kWh
12.566 | 21.6026 | 34.1685 | kWh
11.8268 | 23.2891 | 35.1159 | kWh
15.5227 | 24.9711 | 40.4938 | kWh
19.9577 | 26.3319 | 46.2897 | kWh
19.9577 | 26.81 | 46.7678 | kWh
14.7835 | 26.3352 | 41.1187 | kWh
7.3918 | 23.279 | 30.6708 | kWh
0.94 | 22.4215 | 23.3615 | kWh
0.94 | 22.7541 | 23.6941 | kWh
0.94 | 23.3368 | 24.2768 | kWh
0.94 | 23.6162 | 24.5562 | kWh
0.94 | 23.1461 | 24.0861 | kWh
0.94 | 21.6894 | 22.6294 | kWh
0.94 | 19.9358 | 20.8758 | kWh
0.94 | 17.9945 | 18.9345 | kWh
0.94 | 14.4744 | 15.4144 | kWh
0.94 | 10.7976 | 11.7376 | kWh
7.3918 | 8.714 | 16.1057 | kWh
11.8268 | 8.1236 | 19.9504 | kWh
16.2619 | 10.0387 | 26.3005 | kWh
16.2619 | 14.8094 | 31.0713 | kWh
16.2619 | 16.9817 | 33.2435 | kWh
15.5227 | 18.4037 | 33.9264 | kWh
15.5227 | 19.8461 | 35.3688 | kWh
12.566 | 21.6026 | 34.1685 | kWh
11.8268 | 23.2891 | 35.1159 | kWh
15.5227 | 24.9711 | 40.4938 | kWh
19.9577 | 26.3319 | 46.2897 | kWh
19.9577 | 26.81 | 46.7678 | kWh
14.7835 | 26.3352 | 41.1187 | kWh
7.3918 | 23.279 | 30.6708 | kWh
0.94 | 22.4215 | 23.3615 | kWh
0.94 | 22.7541 | 23.6941 | kWh
0.94 | 23.3368 | 24.2768 | kWh
0.94 | 23.6162 | 24.5562 | kWh
0.94 | 23.1461 | 24.0861 | kWh
0.94 | 21.6894 | 22.6294 | kWh
0.94 | 19.9358 | 20.8758 | kWh
0.94 | 17.9945 | 18.9345 | kWh
0.94 | 14.4744 | 15.4144 | kWh
0.94 | 10.7976 | 11.7376 | kWh
7.3918 | 8.714 | 16.1057 | kWh
11.8268 | 8.1236 | 19.9504 | kWh
16.2619 | 10.0387 | 26.3005 | kWh
16.2619 | 14.8094 | 31.0713 | kWh
16.2619 | 16.9817 | 33.2435 | kWh
15.5227 | 18.4037 | 33.9264 | kWh
15.5227 | 19.8461 | 35.3688 | kWh
12.566 | 21.6026 | 34.1685 | kWh
11.8268 | 23.2891 | 35.1159 | kWh
15.5227 | 24.9711 | 40.4938 | kWh
19.9577 | 26.3319 | 46.2897 | kWh
19.9577 | 26.81 | 46.7678 | kWh
14.7835 | 26.3352 | 41.1187 | kWh
7.3918 | 23.279 | 30.6708 | kWh
0.94 | 22.4215 | 23.3615 | kWh
0.94 | 22.7541 | 23.6941 | kWh
0.94 | 23.3368 | 24.2768 | kWh
0.94 | 23.6162 | 24.5562 | kWh
0.94 | 29.3065 | 30.2465 | kWh
0.94 | 27.2091 | 28.1491 | kWh
0.94 | 24.2707 | 25.2107 | kWh
0.94 | 20.5017 | 21.4417 | kWh
0.94 | 16.5788 | 17.5188 | kWh
0.94 | 13.4014 | 14.3414 | kWh
0.94 | 10.7273 | 11.6673 | kWh
0.94 | 8.227 | 9.167 | kWh
0.94 | 6.2562 | 7.1962 | kWh
0.94 | 5.09 | 6.03 | kWh
0.94 | 5.1245 | 6.0645 | kWh
0.94 | 6.0222 | 6.9622 | kWh
0.94 | 8.2704 | 9.2104 | kWh
0.94 | 11.2802 | 12.2202 | kWh
0.94 | 14.4549 | 15.3949 | kWh
0.94 | 17.7361 | 18.6761 | kWh
0.94 | 21.1991 | 22.1391 | kWh
0.94 | 25.1191 | 26.0591 | kWh
0.94 | 28.8878 | 29.8278 | kWh
0.94 | 31.4065 | 32.3465 | kWh
0.94 | 32.7107 | 33.6507 | kWh
0.94 | 33.1482 | 34.0882 | kWh
0.94 | 32.561 | 33.501 | kWh
0.94 | 31.2065 | 32.1465 | kWh
0.94 | 29.3065 | 30.2465 | kWh
0.94 | 27.2091 | 28.1491 | kWh
0.94 | 24.2707 | 25.2107 | kWh
0.94 | 20.5017 | 21.4417 | kWh
0.94 | 16.5788 | 17.5188 | kWh
0.94 | 13.4014 | 14.3414 | kWh
0.94 | 10.7273 | 11.6673 | kWh
0.94 | 8.227 | 9.167 | kWh
0.94 | 6.2562 | 7.1962 | kWh
0.94 | 5.09 | 6.03 | kWh
0.94 | 5.1245 | 6.0645 | kWh
0.94 | 6.0222 | 6.9622 | kWh
0.94 | 8.2704 | 9.2104 | kWh
0.94 | 11.2802 | 12.2202 | kWh
0.94 | 14.4549 | 15.3949 | kWh
0.94 | 17.7361 | 18.6761 | kWh
0.94 | 21.1991 | 22.1391 | kWh
0.94 | 25.1191 | 26.0591 | kWh
0.94 | 28.8878 | 29.8278 | kWh
0.94 | 31.4065 | 32.3465 | kWh
0.94 | 32.7107 | 33.6507 | kWh
0.94 | 33.1482 | 34.0882 | kWh
0.94 | 32.561 | 33.501 | kWh
0.94 | 31.2065 | 32.1465 | kWh
0.94 | 23.1461 | 24.0861 | kWh
0.94 | 21.6894 | 22.6294 | kWh
0.94 | 19.9358 | 20.8758 | kWh
0.94 | 17.9945 | 18.9345 | kWh
0.94 | 14.4744 | 15.4144 | kWh
0.94 | 10.7976 | 11.7376 | kWh
7.3918 | 8.714 | 16.1057 | kWh
11.8268 | 8.1236 | 19.9504 | kWh
16.2619 | 10.0387 | 26.3005 | kWh
16.2619 | 14.8094 | 31.0713 | kWh
16.2619 | 16.9817 | 33.2435 | kWh
15.5227 | 18.4037 | 33.9264 | kWh
15.5227 | 19.8461 | 35.3688 | kWh
12.566 | 21.6026 | 34.1685 | kWh
11.8268 | 23.2891 | 35.1159 | kWh
15.5227 | 24.9711 | 40.4938 | kWh
19.9577 | 26.3319 | 46.2897 | kWh
19.9577 | 26.81 | 46.7678 | kWh
14.7835 | 26.3352 | 41.1187 | kWh
7.3918 | 23.279 | 30.6708 | kWh
0.94 | 22.4215 | 23.3615 | kWh
0.94 | 22.7541 | 23.6941 | kWh
0.94 | 23.3368 | 24.2768 | kWh
0.94 | 23.6162 | 24.5562 | kWh
0.94 | 23.1461 | 24.0861 | kWh
0.94 | 21.6894 | 22.6294 | kWh
0.94 | 19.9358 | 20.8758 | kWh
0.94 | 17.9945 | 18.9345 | kWh
0.94 | 14.4744 | 15.4144 | kWh
0.94 | 10.7976 | 11.7376 | kWh
7.3918 | 8.714 | 16.1057 | kWh
11.8268 | 8.1236 | 19.9504 | kWh
16.2619 | 10.0387 | 26.3005 | kWh
16.2619 | 14.8094 | 31.0713 | kWh
16.2619 | 16.9817 | 33.2435 | kWh
15.5227 | 18.4037 | 33.9264 | kWh
15.5227 | 19.8461 | 35.3688 | kWh
12.566 | 21.6026 | 34.1685 | kWh
11.8268 | 23.2891 | 35.1159 | kWh
15.5227 | 24.9711 | 40.4938 | kWh
19.9577 | 26.3319 | 46.2897 | kWh
19.9577 | 26.81 | 46.7678 | kWh
14.7835 | 26.3352 | 41.1187 | kWh
7.3918 | 23.279 | 30.6708 | kWh
0.94 | 22.4215 | 23.3615 | kWh
0.94 | 22.7541 | 23.6941 | kWh
0.94 | 23.3368 | 24.2768 | kWh
0.94 | 23.6162 | 24.5562 | kWh
0.94 | 23.1461 | 24.0861 | kWh
0.94 | 21.6894 | 22.6294 | kWh
0.94 | 19.9358 | 20.8758 | kWh
0.94 | 17.9945 | 18.9345 | kWh
0.94 | 14.4744 | 15.4144 | kWh
0.94 | 10.7976 | 11.7376 | kWh
7.3918 | 8.714 | 16.1057 | kWh
11.8268 | 8.1236 | 19.9504 | kWh
16.2619 | 10.0387 | 26.3005 | kWh
16.2619 | 14.8094 | 31.0713 | kWh
16.2619 | 16.9817 | 33.2435 | kWh
15.5227 | 18.4037 | 33.9264 | kWh
15.5227 | 19.8461 | 35.3688 | kWh
12.566 | 21.6026 | 34.1685 | kWh
11.8268 | 23.2891 | 35.1159 | kWh
15.5227 | 24.9711 | 40.4938 | kWh
19.9577 | 26.3319 | 46.2897 | kWh
19.9577 | 26.81 | 46.7678 | kWh
14.7835 | 26.3352 | 41.1187 | kWh
7.3918 | 23.279 | 30.6708 | kWh
0.94 | 22.4215 | 23.3615 | kWh
0.94 | 22.7541 | 23.6941 | kWh
0.94 | 23.3368 | 24.2768 | kWh
0.94 | 23.6162 | 24.5562 | kWh
0.94 | 23.1461 | 24.0861 | kWh
0.94 | 21.6894 | 22.6294 | kWh
0.94 | 19.9358 | 20.8758 | kWh
0.94 | 17.9945 | 18.9345 | kWh
0.94 | 14.4744 | 15.4144 | kWh
0.94 | 10.7976 | 11.7376 | kWh
7.3918 | 8.714 | 16.1057 | kWh
11.8268 | 8.1236 | 19.9504 | kWh
16.2619 | 10.0387 | 26.3005 | kWh
16.2619 | 14.8094 | 31.0713 | kWh
16.2619 | 16.9817 | 33.2435 | kWh
15.5227 | 18.4037 | 33.9264 | kWh
15.5227 | 19.8461 | 35.3688 | kWh
12.566 | 21.6026 | 34.1685 | kWh
11.8268 | 23.2891 | 35.1159 | kWh
15.5227 | 24.9711 | 40.4938 | kWh
19.9577 | 26.3319 | 46.2897 | kWh
19.9577 | 26.81 | 46.7678 | kWh
14.7835 | 26.3352 | 41.1187 | kWh
7.3918 | 23.279 | 30.6708 | kWh
0.94 | 22.4215 | 23.3615 | kWh
0.94 | 22.7541 | 23.6941 | kWh
0.94 | 23.3368 | 24.2768 | kWh
0.94 | 23.6162 | 24.5562 | kWh
0.94 | 23.1461 | 24.0861 | kWh
0.94 | 21.6894 | 22.6294 | kWh
0.94 | 19.9358 | 20.8758 | kWh
0.94 | 17.9945 | 18.9345 | kWh
0.94 | 14.4744 | 15.4144 | kWh
0.94 | 10.7976 | 11.7376 | kWh
7.3918 | 8.714 | 16.1057 | kWh
11.8268 | 8.1236 | 19.9504 | kWh
16.2619 | 10.0387 | 26.3005 | kWh
16.2619 | 14.8094 | 31.0713 | kWh
16.2619 | 16.9817 | 33.2435 | kWh
15.5227 | 18.4037 | 33.9264 | kWh
15.5227 | 19.8461 | 35.3688 | kWh
12.566 | 21.6026 | 34.1685 | kWh
11.8268 | 23.2891 | 35.1159 | kWh
15.5227 | 24.9711 | 40.4938 | kWh
19.9577 | 26.3319 | 46.2897 | kWh
19.9577 | 26.81 | 46.7678 | kWh
14.7835 | 26.3352 | 41.1187 | kWh
7.3918 | 23.279 | 30.6708 | kWh
0.94 | 22.4215 | 23.3615 | kWh
0.94 | 22.7541 | 23.6941 | kWh
0.94 | 23.3368 | 24.2768 | kWh
0.94 | 23.6162 | 24.5562 | kWh
0.94 | 29.3065 | 30.2465 | kWh
0.94 | 27.2091 | 28.1491 | kWh
0.94 | 24.2707 | 25.2107 | kWh
0.94 | 20.5017 | 21.4417 | kWh
0.94 | 16.5788 | 17.5188 | kWh
0.94 | 13.4014 | 14.3414 | kWh
0.94 | 10.7273 | 11.6673 | kWh
0.94 | 8.227 | 9.167 | kWh
0.94 | 6.2562 | 7.1962 | kWh
0.94 | 5.09 | 6.03 | kWh
0.94 | 5.1245 | 6.0645 | kWh
0.94 | 6.0222 | 6.9622 | kWh
0.94 | 8.2704 | 9.2104 | kWh
0.94 | 11.2802 | 12.2202 | kWh
0.94 | 14.4549 | 15.3949 | kWh
0.94 | 17.7361 | 18.6761 | kWh
0.94 | 21.1991 | 22.1391 | kWh
0.94 | 25.1191 | 26.0591 | kWh
0.94 | 28.8878 | 29.8278 | kWh
0.94 | 31.4065 | 32.3465 | kWh
0.94 | 32.7107 | 33.6507 | kWh
0.94 | 33.1482 | 34.0882 | kWh
0.94 | 32.561 | 33.501 | kWh
0.94 | 31.2065 | 32.1465 | kWh
0.94 | 29.3065 | 30.2465 | kWh
0.94 | 27.2091 | 28.1491 | kWh
0.94 | 24.2707 | 25.2107 | kWh
0.94 | 20.5017 | 21.4417 | kWh
0.94 | 16.5788 | 17.5188 | kWh
0.94 | 13.4014 | 14.3414 | kWh
0.94 | 10.7273 | 11.6673 | kWh
0.94 | 8.227 | 9.167 | kWh
0.94 | 6.2562 | 7.1962 | kWh
0.94 | 5.09 | 6.03 | kWh
0.94 | 5.1245 | 6.0645 | kWh
0.94 | 6.0222 | 6.9622 | kWh
0.94 | 8.2704 | 9.2104 | kWh
0.94 | 11.2802 | 12.2202 | kWh
0.94 | 14.4549 | 15.3949 | kWh
0.94 | 17.7361 | 18.6761 | kWh
0.94 | 21.1991 | 22.1391 | kWh
0.94 | 25.1191 | 26.0591 | kWh
0.94 | 28.8878 | 29.8278 | kWh
0.94 | 31.4065 | 32.3465 | kWh
0.94 | 32.7107 | 33.6507 | kWh
0.94 | 33.1482 | 34.0882 | kWh
0.94 | 32.561 | 33.501 | kWh
0.94 | 31.2065 | 32.1465 | kWh
0.94 | 23.1461 | 24.0861 | kWh
0.94 | 21.6894 | 22.6294 | kWh
0.94 | 19.9358 | 20.8758 | kWh
0.94 | 17.9945 | 18.9345 | kWh
0.94 | 14.4744 | 15.4144 | kWh
0.94 | 10.7976 | 11.7376 | kWh
7.3918 | 8.714 | 16.1057 | kWh
11.8268 | 8.1236 | 19.9504 | kWh
16.2619 | 10.0387 | 26.3005 | kWh
16.2619 | 14.8094 | 31.0713 | kWh
16.2619 | 16.9817 | 33.2435 | kWh
15.5227 | 18.4037 | 33.9264 | kWh
15.5227 | 19.8461 | 35.3688 | kWh
12.566 | 21.6026 | 34.1685 | kWh
11.8268 | 23.2891 | 35.1159 | kWh
15.5227 | 24.9711 | 40.4938 | kWh
19.9577 | 26.3319 | 46.2897 | kWh
19.9577 | 26.81 | 46.7678 | kWh
14.7835 | 26.3352 | 41.1187 | kWh
7.3918 | 23.279 | 30.6708 | kWh
0.94 | 22.4215 | 23.3615 | kWh
0.94 | 22.7541 | 23.6941 | kWh
0.94 | 23.3368 | 24.2768 | kWh
0.94 | 23.6162 | 24.5562 | kWh
0.94 | 23.1461 | 24.0861 | kWh
0.94 | 21.6894 | 22.6294 | kWh
0.94 | 19.9358 | 20.8758 | kWh
0.94 | 17.9945 | 18.9345 | kWh
0.94 | 14.4744 | 15.4144 | kWh
0.94 | 10.7976 | 11.7376 | kWh
7.3918 | 8.714 | 16.1057 | kWh
11.8268 | 8.1236 | 19.9504 | kWh
16.2619 | 10.0387 | 26.3005 | kWh
16.2619 | 14.8094 | 31.0713 | kWh
16.2619 | 16.9817 | 33.2435 | kWh
15.5227 | 18.4037 | 33.9264 | kWh
15.5227 | 19.8461 | 35.3688 | kWh
12.566 | 21.6026 | 34.1685 | kWh
11.8268 | 23.2891 | 35.1159 | kWh
15.5227 | 24.9711 | 40.4938 | kWh
19.9577 | 26.3319 | 46.2897 | kWh
19.9577 | 26.81 | 46.7678 | kWh
14.7835 | 26.3352 | 41.1187 | kWh
7.3918 | 23.279 | 30.6708 | kWh
0.94 | 22.4215 | 23.3615 | kWh
0.94 | 22.7541 | 23.6941 | kWh
0.94 | 23.3368 | 24.2768 | kWh
0.94 | 23.6162 | 24.5562 | kWh
0.94 | 23.1461 | 24.0861 | kWh
0.94 | 21.6894 | 22.6294 | kWh
0.94 | 19.9358 | 20.8758 | kWh
0.94 | 17.9945 | 18.9345 | kWh
0.94 | 14.4744 | 15.4144 | kWh
0.94 | 10.7976 | 11.7376 | kWh
7.3918 | 8.714 | 16.1057 | kWh
11.8268 | 8.1236 | 19.9504 | kWh
16.2619 | 10.0387 | 26.3005 | kWh
16.2619 | 14.8094 | 31.0713 | kWh
16.2619 | 16.9817 | 33.2435 | kWh
15.5227 | 18.4037 | 33.9264 | kWh
15.5227 | 19.8461 | 35.3688 | kWh
12.566 | 21.6026 | 34.1685 | kWh
11.8268 | 23.2891 | 35.1159 | kWh
15.5227 | 24.9711 | 40.4938 | kWh
19.9577 | 26.3319 | 46.2897 | kWh
19.9577 | 26.81 | 46.7678 | kWh
14.7835 | 26.3352 | 41.1187 | kWh
7.3918 | 23.279 | 30.6708 | kWh
0.94 | 22.4215 | 23.3615 | kWh
0.94 | 22.7541 | 23.6941 | kWh
0.94 | 23.3368 | 24.2768 | kWh
0.94 | 23.6162 | 24.5562 | kWh
0.94 | 23.1461 | 24.0861 | kWh
0.94 | 21.6894 | 22.6294 | kWh
0.94 | 19.9358 | 20.8758 | kWh
0.94 | 17.9945 | 18.9345 | kWh
0.94 | 14.4744 | 15.4144 | kWh
0.94 | 10.7976 | 11.7376 | kWh
7.3918 | 8.714 | 16.1057 | kWh
11.8268 | 8.1236 | 19.9504 | kWh
16.2619 | 10.0387 | 26.3005 | kWh
16.2619 | 14.8094 | 31.0713 | kWh
16.2619 | 16.9817 | 33.2435 | kWh
15.5227 | 18.4037 | 33.9264 | kWh
15.5227 | 19.8461 | 35.3688 | kWh
12.566 | 21.6026 | 34.1685 | kWh
11.8268 | 23.2891 | 35.1159 | kWh
15.5227 | 24.9711 | 40.4938 | kWh
19.9577 | 26.3319 | 46.2897 | kWh
19.9577 | 26.81 | 46.7678 | kWh
14.7835 | 26.3352 | 41.1187 | kWh
7.3918 | 23.279 | 30.6708 | kWh
0.94 | 22.4215 | 23.3615 | kWh
0.94 | 22.7541 | 23.6941 | kWh
0.94 | 23.3368 | 24.2768 | kWh
0.94 | 23.6162 | 24.5562 | kWh
0.94 | 23.1461 | 24.0861 | kWh
0.94 | 21.6894 | 22.6294 | kWh
0.94 | 19.9358 | 20.8758 | kWh
0.94 | 17.9945 | 18.9345 | kWh
0.94 | 14.4744 | 15.4144 | kWh
0.94 | 10.7976 | 11.7376 | kWh
7.3918 | 8.714 | 16.1057 | kWh
11.8268 | 8.1236 | 19.9504 | kWh
16.2619 | 10.0387 | 26.3005 | kWh
16.2619 | 14.8094 | 31.0713 | kWh
16.2619 | 16.9817 | 33.2435 | kWh
15.5227 | 18.4037 | 33.9264 | kWh
15.5227 | 19.8461 | 35.3688 | kWh
12.566 | 21.6026 | 34.1685 | kWh
11.8268 | 23.2891 | 35.1159 | kWh
15.5227 | 24.9711 | 40.4938 | kWh
19.9577 | 26.3319 | 46.2897 | kWh
19.9577 | 26.81 | 46.7678 | kWh
14.7835 | 26.3352 | 41.1187 | kWh
7.3918 | 23.279 | 30.6708 | kWh
0.94 | 22.4215 | 23.3615 | kWh
0.94 | 22.7541 | 23.6941 | kWh
0.94 | 23.3368 | 24.2768 | kWh
0.94 | 23.6162 | 24.5562 | kWh
0.94 | 29.3065 | 30.2465 | kWh
0.94 | 27.2091 | 28.1491 | kWh
0.94 | 24.2707 | 25.2107 | kWh
0.94 | 20.5017 | 21.4417 | kWh
0.94 | 16.5788 | 17.5188 | kWh
0.94 | 13.4014 | 14.3414 | kWh
0.94 | 10.7273 | 11.6673 | kWh
0.94 | 8.227 | 9.167 | kWh
0.94 | 6.2562 | 7.1962 | kWh
0.94 | 5.09 | 6.03 | kWh
0.94 | 5.1245 | 6.0645 | kWh
0.94 | 6.0222 | 6.9622 | kWh
0.94 | 8.2704 | 9.2104 | kWh
0.94 | 11.2802 | 12.2202 | kWh
0.94 | 14.4549 | 15.3949 | kWh
0.94 | 17.7361 | 18.6761 | kWh
0.94 | 21.1991 | 22.1391 | kWh
0.94 | 25.1191 | 26.0591 | kWh
0.94 | 28.8878 | 29.8278 | kWh
0.94 | 31.4065 | 32.3465 | kWh
0.94 | 32.7107 | 33.6507 | kWh
0.94 | 33.1482 | 34.0882 | kWh
0.94 | 32.561 | 33.501 | kWh
0.94 | 31.2065 | 32.1465 | kWh
0.94 | 29.3065 | 30.2465 | kWh
0.94 | 27.2091 | 28.1491 | kWh
0.94 | 24.2707 | 25.2107 | kWh
0.94 | 20.5017 | 21.4417 | kWh
0.94 | 16.5788 | 17.5188 | kWh
0.94 | 13.4014 | 14.3414 | kWh
0.94 | 10.7273 | 11.6673 | kWh
0.94 | 8.227 | 9.167 | kWh
0.94 | 6.2562 | 7.1962 | kWh
0.94 | 5.09 | 6.03 | kWh
0.94 | 5.1245 | 6.0645 | kWh
0.94 | 6.0222 | 6.9622 | kWh
0.94 | 8.2704 | 9.2104 | kWh
0.94 | 11.2802 | 12.2202 | kWh
0.94 | 14.4549 | 15.3949 | kWh
0.94 | 17.7361 | 18.6761 | kWh
0.94 | 21.1991 | 22.1391 | kWh
0.94 | 25.1191 | 26.0591 | kWh
0.94 | 28.8878 | 29.8278 | kWh
0.94 | 31.4065 | 32.3465 | kWh
0.94 | 32.7107 | 33.6507 | kWh
0.94 | 33.1482 | 34.0882 | kWh
0.94 | 32.561 | 33.501 | kWh
0.94 | 31.2065 | 32.1465 | kWh
0.94 | 23.1461 | 24.0861 | kWh
0.94 | 21.6894 | 22.6294 | kWh
0.94 | 19.9358 | 20.8758 | kWh
0.94 | 17.9945 | 18.9345 | kWh
0.94 | 14.4744 | 15.4144 | kWh
0.94 | 10.7976 | 11.7376 | kWh
7.3918 | 8.714 | 16.1057 | kWh
11.8268 | 8.1236 | 19.9504 | kWh
16.2619 | 10.0387 | 26.3005 | kWh
16.2619 | 14.8094 | 31.0713 | kWh
16.2619 | 16.9817 | 33.2435 | kWh
15.5227 | 18.4037 | 33.9264 | kWh
15.5227 | 19.8461 | 35.3688 | kWh
12.566 | 21.6026 | 34.1685 | kWh
11.8268 | 23.2891 | 35.1159 | kWh
15.5227 | 24.9711 | 40.4938 | kWh
19.9577 | 26.3319 | 46.2897 | kWh
19.9577 | 26.81 | 46.7678 | kWh
14.7835 | 26.3352 | 41.1187 | kWh
7.3918 | 23.279 | 30.6708 | kWh
0.94 | 22.4215 | 23.3615 | kWh
0.94 | 22.7541 | 23.6941 | kWh
0.94 | 23.3368 | 24.2768 | kWh
0.94 | 23.6162 | 24.5562 | kWh
0.94 | 23.1461 | 24.0861 | kWh
0.94 | 21.6894 | 22.6294 | kWh
0.94 | 19.9358 | 20.8758 | kWh
0.94 | 17.9945 | 18.9345 | kWh
0.94 | 14.4744 | 15.4144 | kWh
0.94 | 10.7976 | 11.7376 | kWh
7.3918 | 8.714 | 16.1057 | kWh
11.8268 | 8.1236 | 19.9504 | kWh
16.2619 | 10.0387 | 26.3005 | kWh
16.2619 | 14.8094 | 31.0713 | kWh
16.2619 | 16.9817 | 33.2435 | kWh
15.5227 | 18.4037 | 33.9264 | kWh
15.5227 | 19.8461 | 35.3688 | kWh
12.566 | 21.6026 | 34.1685 | kWh
11.8268 | 23.2891 | 35.1159 | kWh
15.5227 | 24.9711 | 40.4938 | kWh
19.9577 | 26.3319 | 46.2897 | kWh
19.9577 | 26.81 | 46.7678 | kWh
14.7835 | 26.3352 | 41.1187 | kWh
7.3918 | 23.279 | 30.6708 | kWh
0.94 | 22.4215 | 23.3615 | kWh
0.94 | 22.7541 | 23.6941 | kWh
0.94 | 23.3368 | 24.2768 | kWh
0.94 | 23.6162 | 24.5562 | kWh
0.94 | 23.1461 | 24.0861 | kWh
0.94 | 21.6894 | 22.6294 | kWh
0.94 | 19.9358 | 20.8758 | kWh
0.94 | 17.9945 | 18.9345 | kWh
0.94 | 14.4744 | 15.4144 | kWh
0.94 | 10.7976 | 11.7376 | kWh
7.3918 | 8.714 | 16.1057 | kWh
11.8268 | 8.1236 | 19.9504 | kWh
16.2619 | 10.0387 | 26.3005 | kWh
16.2619 | 14.8094 | 31.0713 | kWh
16.2619 | 16.9817 | 33.2435 | kWh
15.5227 | 18.4037 | 33.9264 | kWh
15.5227 | 19.8461 | 35.3688 | kWh
12.566 | 21.6026 | 34.1685 | kWh
11.8268 | 23.2891 | 35.1159 | kWh
15.5227 | 24.9711 | 40.4938 | kWh
19.9577 | 26.3319 | 46.2897 | kWh
19.9577 | 26.81 | 46.7678 | kWh
14.7835 | 26.3352 | 41.1187 | kWh
7.3918 | 23.279 | 30.6708 | kWh
0.94 | 22.4215 | 23.3615 | kWh
0.94 | 22.7541 | 23.6941 | kWh
0.94 | 23.3368 | 24.2768 | kWh
0.94 | 23.6162 | 24.5562 | kWh
0.94 | 23.1461 | 24.0861 | kWh
0.94 | 21.6894 | 22.6294 | kWh
0.94 | 19.9358 | 20.8758 | kWh
0.94 | 17.9945 | 18.9345 | kWh
0.94 | 14.4744 | 15.4144 | kWh
0.94 | 10.7976 | 11.7376 | kWh
7.3918 | 8.714 | 16.1057 | kWh
11.8268 | 8.1236 | 19.9504 | kWh
16.2619 | 10.0387 | 26.3005 | kWh
16.2619 | 14.8094 | 31.0713 | kWh
16.2619 | 16.9817 | 33.2435 | kWh
15.5227 | 18.4037 | 33.9264 | kWh
15.5227 | 19.8461 | 35.3688 | kWh
12.566 | 21.6026 | 34.1685 | kWh
11.8268 | 23.2891 | 35.1159 | kWh
15.5227 | 24.9711 | 40.4938 | kWh
19.9577 | 26.3319 | 46.2897 | kWh
19.9577 | 26.81 | 46.7678 | kWh
14.7835 | 26.3352 | 41.1187 | kWh
7.3918 | 23.279 | 30.6708 | kWh
0.94 | 22.4215 | 23.3615 | kWh
0.94 | 22.7541 | 23.6941 | kWh
0.94 | 23.3368 | 24.2768 | kWh
0.94 | 23.6162 | 24.5562 | kWh
0.94 | 23.1461 | 24.0861 | kWh
0.94 | 21.6894 | 22.6294 | kWh
0.94 | 19.9358 | 20.8758 | kWh
0.94 | 17.9945 | 18.9345 | kWh
0.94 | 14.4744 | 15.4144 | kWh
0.94 | 10.7976 | 11.7376 | kWh
7.3918 | 8.714 | 16.1057 | kWh
11.8268 | 8.1236 | 19.9504 | kWh
16.2619 | 10.0387 | 26.3005 | kWh
16.2619 | 14.8094 | 31.0713 | kWh
16.2619 | 16.9817 | 33.2435 | kWh
15.5227 | 18.4037 | 33.9264 | kWh
15.5227 | 19.8461 | 35.3688 | kWh
12.566 | 21.6026 | 34.1685 | kWh
11.8268 | 23.2891 | 35.1159 | kWh
15.5227 | 24.9711 | 40.4938 | kWh
19.9577 | 26.3319 | 46.2897 | kWh
19.9577 | 26.81 | 46.7678 | kWh
14.7835 | 26.3352 | 41.1187 | kWh
7.3918 | 23.279 | 30.6708 | kWh
0.94 | 22.4215 | 23.3615 | kWh
0.94 | 22.7541 | 23.6941 | kWh
0.94 | 23.3368 | 24.2768 | kWh
0.94 | 23.6162 | 24.5562 | kWh
0.94 | 29.3065 | 30.2465 | kWh
0.94 | 27.2091 | 28.1491 | kWh
0.94 | 24.2707 | 25.2107 | kWh
0.94 | 20.5017 | 21.4417 | kWh
0.94 | 16.5788 | 17.5188 | kWh
0.94 | 13.4014 | 14.3414 | kWh
0.94 | 10.7273 | 11.6673 | kWh
0.94 | 8.227 | 9.167 | kWh
0.94 | 6.2562 | 7.1962 | kWh
0.94 | 5.09 | 6.03 | kWh
0.94 | 5.1245 | 6.0645 | kWh
0.94 | 6.0222 | 6.9622 | kWh
0.94 | 8.2704 | 9.2104 | kWh
0.94 | 11.2802 | 12.2202 | kWh
0.94 | 14.4549 | 15.3949 | kWh
0.94 | 17.7361 | 18.6761 | kWh
0.94 | 21.1991 | 22.1391 | kWh
0.94 | 25.1191 | 26.0591 | kWh
0.94 | 28.8878 | 29.8278 | kWh
0.94 | 31.4065 | 32.3465 | kWh
0.94 | 32.7107 | 33.6507 | kWh
0.94 | 33.1482 | 34.0882 | kWh
0.94 | 32.561 | 33.501 | kWh
0.94 | 31.2065 | 32.1465 | kWh
0.94 | 29.3065 | 30.2465 | kWh
0.94 | 27.2091 | 28.1491 | kWh
0.94 | 24.2707 | 25.2107 | kWh
0.94 | 20.5017 | 21.4417 | kWh
0.94 | 16.5788 | 17.5188 | kWh
0.94 | 13.4014 | 14.3414 | kWh
0.94 | 10.7273 | 11.6673 | kWh
0.94 | 8.227 | 9.167 | kWh
0.94 | 6.2562 | 7.1962 | kWh
0.94 | 5.09 | 6.03 | kWh
0.94 | 5.1245 | 6.0645 | kWh
0.94 | 6.0222 | 6.9622 | kWh
0.94 | 8.2704 | 9.2104 | kWh
0.94 | 11.2802 | 12.2202 | kWh
0.94 | 14.4549 | 15.3949 | kWh
0.94 | 17.7361 | 18.6761 | kWh
0.94 | 21.1991 | 22.1391 | kWh
0.94 | 25.1191 | 26.0591 | kWh
0.94 | 28.8878 | 29.8278 | kWh
0.94 | 31.4065 | 32.3465 | kWh
0.94 | 32.7107 | 33.6507 | kWh
0.94 | 33.1482 | 34.0882 | kWh
0.94 | 32.561 | 33.501 | kWh
0.94 | 31.2065 | 32.1465 | kWh
0.94 | 23.1461 | 24.0861 | kWh
0.94 | 21.6894 | 22.6294 | kWh
0.94 | 19.9358 | 20.8758 | kWh
0.94 | 17.9945 | 18.9345 | kWh
0.94 | 14.4744 | 15.4144 | kWh
0.94 | 10.7976 | 11.7376 | kWh
7.3918 | 8.714 | 16.1057 | kWh
11.8268 | 8.1236 | 19.9504 | kWh
16.2619 | 10.0387 | 26.3005 | kWh
16.2619 | 14.8094 | 31.0713 | kWh
16.2619 | 16.9817 | 33.2435 | kWh
15.5227 | 18.4037 | 33.9264 | kWh
15.5227 | 19.8461 | 35.3688 | kWh
12.566 | 21.6026 | 34.1685 | kWh
11.8268 | 23.2891 | 35.1159 | kWh
15.5227 | 24.9711 | 40.4938 | kWh
19.9577 | 26.3319 | 46.2897 | kWh
19.9577 | 26.81 | 46.7678 | kWh
14.7835 | 26.3352 | 41.1187 | kWh
7.3918 | 23.279 | 30.6708 | kWh
0.94 | 22.4215 | 23.3615 | kWh
0.94 | 22.7541 | 23.6941 | kWh
0.94 | 23.3368 | 24.2768 | kWh
0.94 | 23.6162 | 24.5562 | kWh
0.94 | 23.1461 | 24.0861 | kWh
0.94 | 21.6894 | 22.6294 | kWh
0.94 | 19.9358 | 20.8758 | kWh
0.94 | 17.9945 | 18.9345 | kWh
0.94 | 14.4744 | 15.4144 | kWh
0.94 | 10.7976 | 11.7376 | kWh
7.3918 | 8.714 | 16.1057 | kWh
11.8268 | 8.1236 | 19.9504 | kWh
16.2619 | 10.0387 | 26.3005 | kWh
16.2619 | 14.8094 | 31.0713 | kWh
16.2619 | 16.9817 | 33.2435 | kWh
15.5227 | 18.4037 | 33.9264 | kWh
15.5227 | 19.8461 | 35.3688 | kWh
12.566 | 21.6026 | 34.1685 | kWh
11.8268 | 23.2891 | 35.1159 | kWh
15.5227 | 24.9711 | 40.4938 | kWh
19.9577 | 26.3319 | 46.2897 | kWh
19.9577 | 26.81 | 46.7678 | kWh
14.7835 | 26.3352 | 41.1187 | kWh
7.3918 | 23.279 | 30.6708 | kWh
0.94 | 22.4215 | 23.3615 | kWh
0.94 | 22.7541 | 23.6941 | kWh
0.94 | 23.3368 | 24.2768 | kWh
0.94 | 23.6162 | 24.5562 | kWh
0.94 | 23.1461 | 24.0861 | kWh
0.94 | 21.6894 | 22.6294 | kWh
0.94 | 19.9358 | 20.8758 | kWh
0.94 | 17.9945 | 18.9345 | kWh
0.94 | 14.4744 | 15.4144 | kWh
0.94 | 10.7976 | 11.7376 | kWh
7.3918 | 8.714 | 16.1057 | kWh
11.8268 | 8.1236 | 19.9504 | kWh
16.2619 | 10.0387 | 26.3005 | kWh
16.2619 | 14.8094 | 31.0713 | kWh
16.2619 | 16.9817 | 33.2435 | kWh
15.5227 | 18.4037 | 33.9264 | kWh
15.5227 | 19.8461 | 35.3688 | kWh
12.566 | 21.6026 | 34.1685 | kWh
11.8268 | 23.2891 | 35.1159 | kWh
15.5227 | 24.9711 | 40.4938 | kWh
19.9577 | 26.3319 | 46.2897 | kWh
19.9577 | 26.81 | 46.7678 | kWh
14.7835 | 26.3352 | 41.1187 | kWh
7.3918 | 23.279 | 30.6708 | kWh
0.94 | 22.4215 | 23.3615 | kWh
0.94 | 22.7541 | 23.6941 | kWh
0.94 | 23.3368 | 24.2768 | kWh
0.94 | 23.6162 | 24.5562 | kWh
0.94 | 23.1461 | 24.0861 | kWh
0.94 | 21.6894 | 22.6294 | kWh
0.94 | 19.9358 | 20.8758 | kWh
0.94 | 17.9945 | 18.9345 | kWh
0.94 | 14.4744 | 15.4144 | kWh
0.94 | 10.7976 | 11.7376 | kWh
7.3918 | 8.714 | 16.1057 | kWh
11.8268 | 8.1236 | 19.9504 | kWh
16.2619 | 10.0387 | 26.3005 | kWh
16.2619 | 14.8094 | 31.0713 | kWh
16.2619 | 16.9817 | 33.2435 | kWh
15.5227 | 18.4037 | 33.9264 | kWh
15.5227 | 19.8461 | 35.3688 | kWh
12.566 | 21.6026 | 34.1685 | kWh
11.8268 | 23.2891 | 35.1159 | kWh
15.5227 | 24.9711 | 40.4938 | kWh
19.9577 | 26.3319 | 46.2897 | kWh
19.9577 | 26.81 | 46.7678 | kWh
14.7835 | 26.3352 | 41.1187 | kWh
7.3918 | 23.279 | 30.6708 | kWh
0.94 | 22.4215 | 23.3615 | kWh
0.94 | 22.7541 | 23.6941 | kWh
0.94 | 23.3368 | 24.2768 | kWh
0.94 | 23.6162 | 24.5562 | kWh
0.94 | 23.1461 | 24.0861 | kWh
0.94 | 21.6894 | 22.6294 | kWh
0.94 | 19.9358 | 20.8758 | kWh
0.94 | 17.9945 | 18.9345 | kWh
0.94 | 14.4744 | 15.4144 | kWh
0.94 | 10.7976 | 11.7376 | kWh
7.3918 | 8.714 | 16.1057 | kWh
11.8268 | 8.1236 | 19.9504 | kWh
16.2619 | 10.0387 | 26.3005 | kWh
16.2619 | 14.8094 | 31.0713 | kWh
16.2619 | 16.9817 | 33.2435 | kWh
15.5227 | 18.4037 | 33.9264 | kWh
15.5227 | 19.8461 | 35.3688 | kWh
12.566 | 21.6026 | 34.1685 | kWh
11.8268 | 23.2891 | 35.1159 | kWh
15.5227 | 24.9711 | 40.4938 | kWh
19.9577 | 26.3319 | 46.2897 | kWh
19.9577 | 26.81 | 46.7678 | kWh
14.7835 | 26.3352 | 41.1187 | kWh
7.3918 | 23.279 | 30.6708 | kWh
0.94 | 22.4215 | 23.3615 | kWh
0.94 | 22.7541 | 23.6941 | kWh
0.94 | 23.3368 | 24.2768 | kWh
0.94 | 23.6162 | 24.5562 | kWh
0.94 | 29.3065 | 30.2465 | kWh
0.94 | 27.2091 | 28.1491 | kWh
0.94 | 24.2707 | 25.2107 | kWh
0.94 | 20.5017 | 21.4417 | kWh
0.94 | 16.5788 | 17.5188 | kWh
0.94 | 13.4014 | 14.3414 | kWh
0.94 | 10.7273 | 11.6673 | kWh
0.94 | 8.227 | 9.167 | kWh
0.94 | 6.2562 | 7.1962 | kWh
0.94 | 5.09 | 6.03 | kWh
0.94 | 5.1245 | 6.0645 | kWh
0.94 | 6.0222 | 6.9622 | kWh
0.94 | 8.2704 | 9.2104 | kWh
0.94 | 11.2802 | 12.2202 | kWh
0.94 | 14.4549 | 15.3949 | kWh
0.94 | 17.7361 | 18.6761 | kWh
0.94 | 21.1991 | 22.1391 | kWh
0.94 | 25.1191 | 26.0591 | kWh
0.94 | 28.8878 | 29.8278 | kWh
0.94 | 31.4065 | 32.3465 | kWh
0.94 | 32.7107 | 33.6507 | kWh
0.94 | 33.1482 | 34.0882 | kWh
0.94 | 32.561 | 33.501 | kWh
0.94 | 31.2065 | 32.1465 | kWh
0.94 | 29.3065 | 30.2465 | kWh
0.94 | 27.2091 | 28.1491 | kWh
0.94 | 24.2707 | 25.2107 | kWh
0.94 | 20.5017 | 21.4417 | kWh
0.94 | 16.5788 | 17.5188 | kWh
0.94 | 13.4014 | 14.3414 | kWh
0.94 | 10.7273 | 11.6673 | kWh
0.94 | 8.227 | 9.167 | kWh
0.94 | 6.2562 | 7.1962 | kWh
0.94 | 5.09 | 6.03 | kWh
0.94 | 5.1245 | 6.0645 | kWh
0.94 | 6.0222 | 6.9622 | kWh
0.94 | 8.2704 | 9.2104 | kWh
0.94 | 11.2802 | 12.2202 | kWh
0.94 | 14.4549 | 15.3949 | kWh
0.94 | 17.7361 | 18.6761 | kWh
0.94 | 21.1991 | 22.1391 | kWh
0.94 | 25.1191 | 26.0591 | kWh
0.94 | 28.8878 | 29.8278 | kWh
0.94 | 31.4065 | 32.3465 | kWh
0.94 | 32.7107 | 33.6507 | kWh
0.94 | 33.1482 | 34.0882 | kWh
0.94 | 32.561 | 33.501 | kWh
0.94 | 31.2065 | 32.1465 | kWh
0.94 | 23.1461 | 24.0861 | kWh
0.94 | 21.6894 | 22.6294 | kWh
0.94 | 19.9358 | 20.8758 | kWh
0.94 | 17.9945 | 18.9345 | kWh
0.94 | 14.4744 | 15.4144 | kWh
0.94 | 10.7976 | 11.7376 | kWh
7.3918 | 8.714 | 16.1057 | kWh
11.8268 | 8.1236 | 19.9504 | kWh
16.2619 | 10.0387 | 26.3005 | kWh
16.2619 | 14.8094 | 31.0713 | kWh
16.2619 | 16.9817 | 33.2435 | kWh
15.5227 | 18.4037 | 33.9264 | kWh
15.5227 | 19.8461 | 35.3688 | kWh
12.566 | 21.6026 | 34.1685 | kWh
11.8268 | 23.2891 | 35.1159 | kWh
15.5227 | 24.9711 | 40.4938 | kWh
19.9577 | 26.3319 | 46.2897 | kWh
19.9577 | 26.81 | 46.7678 | kWh
14.7835 | 26.3352 | 41.1187 | kWh
7.3918 | 23.279 | 30.6708 | kWh
0.94 | 22.4215 | 23.3615 | kWh
0.94 | 22.7541 | 23.6941 | kWh
0.94 | 23.3368 | 24.2768 | kWh
0.94 | 23.6162 | 24.5562 | kWh
0.94 | 23.1461 | 24.0861 | kWh
0.94 | 21.6894 | 22.6294 | kWh
0.94 | 19.9358 | 20.8758 | kWh
0.94 | 17.9945 | 18.9345 | kWh
0.94 | 14.4744 | 15.4144 | kWh
0.94 | 10.7976 | 11.7376 | kWh
7.3918 | 8.714 | 16.1057 | kWh
11.8268 | 8.1236 | 19.9504 | kWh
16.2619 | 10.0387 | 26.3005 | kWh
16.2619 | 14.8094 | 31.0713 | kWh
16.2619 | 16.9817 | 33.2435 | kWh
15.5227 | 18.4037 | 33.9264 | kWh
15.5227 | 19.8461 | 35.3688 | kWh
12.566 | 21.6026 | 34.1685 | kWh
11.8268 | 23.2891 | 35.1159 | kWh
15.5227 | 24.9711 | 40.4938 | kWh
19.9577 | 26.3319 | 46.2897 | kWh
19.9577 | 26.81 | 46.7678 | kWh
14.7835 | 26.3352 | 41.1187 | kWh
7.3918 | 23.279 | 30.6708 | kWh
0.94 | 22.4215 | 23.3615 | kWh
0.94 | 22.7541 | 23.6941 | kWh
0.94 | 23.3368 | 24.2768 | kWh
0.94 | 23.6162 | 24.5562 | kWh
0.94 | 23.1461 | 24.0861 | kWh
0.94 | 21.6894 | 22.6294 | kWh
0.94 | 19.9358 | 20.8758 | kWh
0.94 | 17.9945 | 18.9345 | kWh
0.94 | 14.4744 | 15.4144 | kWh
0.94 | 10.7976 | 11.7376 | kWh
7.3918 | 8.714 | 16.1057 | kWh
11.8268 | 8.1236 | 19.9504 | kWh
16.2619 | 10.0387 | 26.3005 | kWh
16.2619 | 14.8094 | 31.0713 | kWh
16.2619 | 16.9817 | 33.2435 | kWh
15.5227 | 18.4037 | 33.9264 | kWh
15.5227 | 19.8461 | 35.3688 | kWh
12.566 | 21.6026 | 34.1685 | kWh
11.8268 | 23.2891 | 35.1159 | kWh
15.5227 | 24.9711 | 40.4938 | kWh
19.9577 | 26.3319 | 46.2897 | kWh
19.9577 | 26.81 | 46.7678 | kWh
14.7835 | 26.3352 | 41.1187 | kWh
7.3918 | 23.279 | 30.6708 | kWh
0.94 | 22.4215 | 23.3615 | kWh
0.94 | 22.7541 | 23.6941 | kWh
0.94 | 23.3368 | 24.2768 | kWh
0.94 | 23.6162 | 24.5562 | kWh
0.94 | 23.1461 | 24.0861 | kWh
0.94 | 21.6894 | 22.6294 | kWh
0.94 | 19.9358 | 20.8758 | kWh
0.94 | 17.9945 | 18.9345 | kWh
0.94 | 14.4744 | 15.4144 | kWh
0.94 | 10.7976 | 11.7376 | kWh
7.3918 | 8.714 | 16.1057 | kWh
11.8268 | 8.1236 | 19.9504 | kWh
16.2619 | 10.0387 | 26.3005 | kWh
16.2619 | 14.8094 | 31.0713 | kWh
16.2619 | 16.9817 | 33.2435 | kWh
15.5227 | 18.4037 | 33.9264 | kWh
15.5227 | 19.8461 | 35.3688 | kWh
12.566 | 21.6026 | 34.1685 | kWh
11.8268 | 23.2891 | 35.1159 | kWh
15.5227 | 24.9711 | 40.4938 | kWh
19.9577 | 26.3319 | 46.2897 | kWh
19.9577 | 26.81 | 46.7678 | kWh
14.7835 | 26.3352 | 41.1187 | kWh
7.3918 | 23.279 | 30.6708 | kWh
0.94 | 22.4215 | 23.3615 | kWh
0.94 | 22.7541 | 23.6941 | kWh
0.94 | 23.3368 | 24.2768 | kWh
0.94 | 23.6162 | 24.5562 | kWh
0.94 | 23.1461 | 24.0861 | kWh
0.94 | 21.6894 | 22.6294 | kWh
0.94 | 19.9358 | 20.8758 | kWh
0.94 | 17.9945 | 18.9345 | kWh
0.94 | 14.4744 | 15.4144 | kWh
0.94 | 10.7976 | 11.7376 | kWh
7.3918 | 8.714 | 16.1057 | kWh
11.8268 | 8.1236 | 19.9504 | kWh
16.2619 | 10.0387 | 26.3005 | kWh
16.2619 | 14.8094 | 31.0713 | kWh
16.2619 | 16.9817 | 33.2435 | kWh
15.5227 | 18.4037 | 33.9264 | kWh
15.5227 | 19.8461 | 35.3688 | kWh
12.566 | 21.6026 | 34.1685 | kWh
11.8268 | 23.2891 | 35.1159 | kWh
15.5227 | 24.9711 | 40.4938 | kWh
19.9577 | 26.3319 | 46.2897 | kWh
19.9577 | 26.81 | 46.7678 | kWh
14.7835 | 26.3352 | 41.1187 | kWh
7.3918 | 23.279 | 30.6708 | kWh
0.94 | 22.4215 | 23.3615 | kWh
0.94 | 22.7541 | 23.6941 | kWh
0.94 | 23.3368 | 24.2768 | kWh
0.94 | 23.6162 | 24.5562 | kWh
0.94 | 29.3065 | 30.2465 | kWh
0.94 | 27.2091 | 28.1491 | kWh
0.94 | 24.2707 | 25.2107 | kWh
0.94 | 20.5017 | 21.4417 | kWh
0.94 | 16.5788 | 17.5188 | kWh
0.94 | 13.4014 | 14.3414 | kWh
0.94 | 10.7273 | 11.6673 | kWh
0.94 | 8.227 | 9.167 | kWh
0.94 | 6.2562 | 7.1962 | kWh
0.94 | 5.09 | 6.03 | kWh
0.94 | 5.1245 | 6.0645 | kWh
0.94 | 6.0222 | 6.9622 | kWh
0.94 | 8.2704 | 9.2104 | kWh
0.94 | 11.2802 | 12.2202 | kWh
0.94 | 14.4549 | 15.3949 | kWh
0.94 | 17.7361 | 18.6761 | kWh
0.94 | 21.1991 | 22.1391 | kWh
0.94 | 25.1191 | 26.0591 | kWh
0.94 | 28.8878 | 29.8278 | kWh
0.94 | 31.4065 | 32.3465 | kWh
0.94 | 32.7107 | 33.6507 | kWh
0.94 | 33.1482 | 34.0882 | kWh
0.94 | 32.561 | 33.501 | kWh
0.94 | 31.2065 | 32.1465 | kWh
0.94 | 29.3065 | 30.2465 | kWh
0.94 | 27.2091 | 28.1491 | kWh
0.94 | 24.2707 | 25.2107 | kWh
0.94 | 20.5017 | 21.4417 | kWh
0.94 | 16.5788 | 17.5188 | kWh
0.94 | 13.4014 | 14.3414 | kWh
0.94 | 10.7273 | 11.6673 | kWh
0.94 | 8.227 | 9.167 | kWh
0.94 | 6.2562 | 7.1962 | kWh
0.94 | 5.09 | 6.03 | kWh
0.94 | 5.1245 | 6.0645 | kWh
0.94 | 6.0222 | 6.9622 | kWh
0.94 | 8.2704 | 9.2104 | kWh
0.94 | 11.2802 | 12.2202 | kWh
0.94 | 14.4549 | 15.3949 | kWh
0.94 | 17.7361 | 18.6761 | kWh
0.94 | 21.1991 | 22.1391 | kWh
0.94 | 25.1191 | 26.0591 | kWh
0.94 | 28.8878 | 29.8278 | kWh
0.94 | 31.4065 | 32.3465 | kWh
0.94 | 32.7107 | 33.6507 | kWh
0.94 | 33.1482 | 34.0882 | kWh
0.94 | 32.561 | 33.501 | kWh
0.94 | 31.2065 | 32.1465 | kWh
0.94 | 23.1461 | 24.0861 | kWh
0.94 | 21.6894 | 22.6294 | kWh
0.94 | 19.9358 | 20.8758 | kWh
0.94 | 17.9945 | 18.9345 | kWh
0.94 | 14.4744 | 15.4144 | kWh
0.94 | 10.7976 | 11.7376 | kWh
7.3918 | 8.714 | 16.1057 | kWh
11.8268 | 8.1236 | 19.9504 | kWh
16.2619 | 10.0387 | 26.3005 | kWh
16.2619 | 14.8094 | 31.0713 | kWh
16.2619 | 16.9817 | 33.2435 | kWh
15.5227 | 18.4037 | 33.9264 | kWh
15.5227 | 19.8461 | 35.3688 | kWh
12.566 | 21.6026 | 34.1685 | kWh
11.8268 | 23.2891 | 35.1159 | kWh
15.5227 | 24.9711 | 40.4938 | kWh
19.9577 | 26.3319 | 46.2897 | kWh
19.9577 | 26.81 | 46.7678 | kWh
14.7835 | 26.3352 | 41.1187 | kWh
7.3918 | 23.279 | 30.6708 | kWh
0.94 | 22.4215 | 23.3615 | kWh
0.94 | 22.7541 | 23.6941 | kWh
0.94 | 23.3368 | 24.2768 | kWh
0.94 | 23.6162 | 24.5562 | kWh
0.94 | 23.1461 | 24.0861 | kWh
0.94 | 21.6894 | 22.6294 | kWh
0.94 | 19.9358 | 20.8758 | kWh
0.94 | 17.9945 | 18.9345 | kWh
0.94 | 14.4744 | 15.4144 | kWh
0.94 | 10.7976 | 11.7376 | kWh
7.3918 | 8.714 | 16.1057 | kWh
11.8268 | 8.1236 | 19.9504 | kWh
16.2619 | 10.0387 | 26.3005 | kWh
16.2619 | 14.8094 | 31.0713 | kWh
16.2619 | 16.9817 | 33.2435 | kWh
15.5227 | 18.4037 | 33.9264 | kWh
15.5227 | 19.8461 | 35.3688 | kWh
12.566 | 21.6026 | 34.1685 | kWh
11.8268 | 23.2891 | 35.1159 | kWh
15.5227 | 24.9711 | 40.4938 | kWh
19.9577 | 26.3319 | 46.2897 | kWh
19.9577 | 26.81 | 46.7678 | kWh
14.7835 | 26.3352 | 41.1187 | kWh
7.3918 | 23.279 | 30.6708 | kWh
0.94 | 22.4215 | 23.3615 | kWh
0.94 | 22.7541 | 23.6941 | kWh
0.94 | 23.3368 | 24.2768 | kWh
0.94 | 23.6162 | 24.5562 | kWh
0.94 | 23.1461 | 24.0861 | kWh
0.94 | 21.6894 | 22.6294 | kWh
0.94 | 19.9358 | 20.8758 | kWh
0.94 | 17.9945 | 18.9345 | kWh
0.94 | 14.4744 | 15.4144 | kWh
0.94 | 10.7976 | 11.7376 | kWh
7.3918 | 8.714 | 16.1057 | kWh
11.8268 | 8.1236 | 19.9504 | kWh
16.2619 | 10.0387 | 26.3005 | kWh
16.2619 | 14.8094 | 31.0713 | kWh
16.2619 | 16.9817 | 33.2435 | kWh
15.5227 | 18.4037 | 33.9264 | kWh
15.5227 | 19.8461 | 35.3688 | kWh
12.566 | 21.6026 | 34.1685 | kWh
11.8268 | 23.2891 | 35.1159 | kWh
15.5227 | 24.9711 | 40.4938 | kWh
19.9577 | 26.3319 | 46.2897 | kWh
19.9577 | 26.81 | 46.7678 | kWh
14.7835 | 26.3352 | 41.1187 | kWh
7.3918 | 23.279 | 30.6708 | kWh
0.94 | 22.4215 | 23.3615 | kWh
0.94 | 22.7541 | 23.6941 | kWh
0.94 | 23.3368 | 24.2768 | kWh
0.94 | 23.6162 | 24.5562 | kWh
0.94 | 23.1461 | 24.0861 | kWh
0.94 | 21.6894 | 22.6294 | kWh
0.94 | 19.9358 | 20.8758 | kWh
0.94 | 17.9945 | 18.9345 | kWh
0.94 | 14.4744 | 15.4144 | kWh
0.94 | 10.7976 | 11.7376 | kWh
7.3918 | 8.714 | 16.1057 | kWh
11.8268 | 8.1236 | 19.9504 | kWh
16.2619 | 10.0387 | 26.3005 | kWh
16.2619 | 14.8094 | 31.0713 | kWh
16.2619 | 16.9817 | 33.2435 | kWh
15.5227 | 18.4037 | 33.9264 | kWh
15.5227 | 19.8461 | 35.3688 | kWh
12.566 | 21.6026 | 34.1685 | kWh
11.8268 | 23.2891 | 35.1159 | kWh
15.5227 | 24.9711 | 40.4938 | kWh
19.9577 | 26.3319 | 46.2897 | kWh
19.9577 | 26.81 | 46.7678 | kWh
14.7835 | 26.3352 | 41.1187 | kWh
7.3918 | 23.279 | 30.6708 | kWh
0.94 | 22.4215 | 23.3615 | kWh
0.94 | 22.7541 | 23.6941 | kWh
0.94 | 23.3368 | 24.2768 | kWh
0.94 | 23.6162 | 24.5562 | kWh
0.94 | 23.1461 | 24.0861 | kWh
0.94 | 21.6894 | 22.6294 | kWh
0.94 | 19.9358 | 20.8758 | kWh
0.94 | 17.9945 | 18.9345 | kWh
0.94 | 14.4744 | 15.4144 | kWh
0.94 | 10.7976 | 11.7376 | kWh
7.3918 | 8.714 | 16.1057 | kWh
11.8268 | 8.1236 | 19.9504 | kWh
16.2619 | 10.0387 | 26.3005 | kWh
16.2619 | 14.8094 | 31.0713 | kWh
16.2619 | 16.9817 | 33.2435 | kWh
15.5227 | 18.4037 | 33.9264 | kWh
15.5227 | 19.8461 | 35.3688 | kWh
12.566 | 21.6026 | 34.1685 | kWh
11.8268 | 23.2891 | 35.1159 | kWh
15.5227 | 24.9711 | 40.4938 | kWh
19.9577 | 26.3319 | 46.2897 | kWh
19.9577 | 26.81 | 46.7678 | kWh
14.7835 | 26.3352 | 41.1187 | kWh
7.3918 | 23.279 | 30.6708 | kWh
0.94 | 22.4215 | 23.3615 | kWh
0.94 | 22.7541 | 23.6941 | kWh
0.94 | 23.3368 | 24.2768 | kWh
0.94 | 23.6162 | 24.5562 | kWh
0.94 | 29.3065 | 30.2465 | kWh
0.94 | 27.2091 | 28.1491 | kWh
0.94 | 24.2707 | 25.2107 | kWh
0.94 | 20.5017 | 21.4417 | kWh
0.94 | 16.5788 | 17.5188 | kWh
0.94 | 13.4014 | 14.3414 | kWh
0.94 | 10.7273 | 11.6673 | kWh
0.94 | 8.227 | 9.167 | kWh
0.94 | 6.2562 | 7.1962 | kWh
0.94 | 5.09 | 6.03 | kWh
0.94 | 5.1245 | 6.0645 | kWh
0.94 | 6.0222 | 6.9622 | kWh
0.94 | 8.2704 | 9.2104 | kWh
0.94 | 11.2802 | 12.2202 | kWh
0.94 | 14.4549 | 15.3949 | kWh
0.94 | 17.7361 | 18.6761 | kWh
0.94 | 21.1991 | 22.1391 | kWh
0.94 | 25.1191 | 26.0591 | kWh
0.94 | 28.8878 | 29.8278 | kWh
0.94 | 31.4065 | 32.3465 | kWh
0.94 | 32.7107 | 33.6507 | kWh
0.94 | 33.1482 | 34.0882 | kWh
0.94 | 32.561 | 33.501 | kWh
0.94 | 31.2065 | 32.1465 | kWh
0.94 | 29.3065 | 30.2465 | kWh
0.94 | 27.2091 | 28.1491 | kWh
0.94 | 24.2707 | 25.2107 | kWh
0.94 | 20.5017 | 21.4417 | kWh
0.94 | 16.5788 | 17.5188 | kWh
0.94 | 13.4014 | 14.3414 | kWh
0.94 | 10.7273 | 11.6673 | kWh
0.94 | 8.227 | 9.167 | kWh
0.94 | 6.2562 | 7.1962 | kWh
0.94 | 5.09 | 6.03 | kWh
0.94 | 5.1245 | 6.0645 | kWh
0.94 | 6.0222 | 6.9622 | kWh
0.94 | 8.2704 | 9.2104 | kWh
0.94 | 11.2802 | 12.2202 | kWh
0.94 | 14.4549 | 15.3949 | kWh
0.94 | 17.7361 | 18.6761 | kWh
0.94 | 21.1991 | 22.1391 | kWh
0.94 | 25.1191 | 26.0591 | kWh
0.94 | 28.8878 | 29.8278 | kWh
0.94 | 31.4065 | 32.3465 | kWh
0.94 | 32.7107 | 33.6507 | kWh
0.94 | 33.1482 | 34.0882 | kWh
0.94 | 32.561 | 33.501 | kWh
0.94 | 31.2065 | 32.1465 | kWh
0.94 | 23.1461 | 24.0861 | kWh
0.94 | 21.6894 | 22.6294 | kWh
0.94 | 19.9358 | 20.8758 | kWh
0.94 | 17.9945 | 18.9345 | kWh
0.94 | 14.4744 | 15.4144 | kWh
0.94 | 10.7976 | 11.7376 | kWh
7.3918 | 8.714 | 16.1057 | kWh
11.8268 | 8.1236 | 19.9504 | kWh
16.2619 | 10.0387 | 26.3005 | kWh
16.2619 | 14.8094 | 31.0713 | kWh
16.2619 | 16.9817 | 33.2435 | kWh
15.5227 | 18.4037 | 33.9264 | kWh
15.5227 | 19.8461 | 35.3688 | kWh
12.566 | 21.6026 | 34.1685 | kWh
11.8268 | 23.2891 | 35.1159 | kWh
15.5227 | 24.9711 | 40.4938 | kWh
19.9577 | 26.3319 | 46.2897 | kWh
19.9577 | 26.81 | 46.7678 | kWh
14.7835 | 26.3352 | 41.1187 | kWh
7.3918 | 23.279 | 30.6708 | kWh
0.94 | 22.4215 | 23.3615 | kWh
0.94 | 22.7541 | 23.6941 | kWh
0.94 | 23.3368 | 24.2768 | kWh
0.94 | 23.6162 | 24.5562 | kWh
0.94 | 23.1461 | 24.0861 | kWh
0.94 | 21.6894 | 22.6294 | kWh
0.94 | 19.9358 | 20.8758 | kWh
0.94 | 17.9945 | 18.9345 | kWh
0.94 | 14.4744 | 15.4144 | kWh
0.94 | 10.7976 | 11.7376 | kWh
7.3918 | 8.714 | 16.1057 | kWh
11.8268 | 8.1236 | 19.9504 | kWh
16.2619 | 10.0387 | 26.3005 | kWh
16.2619 | 14.8094 | 31.0713 | kWh
16.2619 | 16.9817 | 33.2435 | kWh
15.5227 | 18.4037 | 33.9264 | kWh
15.5227 | 19.8461 | 35.3688 | kWh
12.566 | 21.6026 | 34.1685 | kWh
11.8268 | 23.2891 | 35.1159 | kWh
15.5227 | 24.9711 | 40.4938 | kWh
19.9577 | 26.3319 | 46.2897 | kWh
19.9577 | 26.81 | 46.7678 | kWh
14.7835 | 26.3352 | 41.1187 | kWh
7.3918 | 23.279 | 30.6708 | kWh
0.94 | 22.4215 | 23.3615 | kWh
0.94 | 22.7541 | 23.6941 | kWh
0.94 | 23.3368 | 24.2768 | kWh
0.94 | 23.6162 | 24.5562 | kWh
0.94 | 23.1461 | 24.0861 | kWh
0.94 | 21.6894 | 22.6294 | kWh
0.94 | 19.9358 | 20.8758 | kWh
0.94 | 17.9945 | 18.9345 | kWh
0.94 | 14.4744 | 15.4144 | kWh
0.94 | 10.7976 | 11.7376 | kWh
7.3918 | 8.714 | 16.1057 | kWh
11.8268 | 8.1236 | 19.9504 | kWh
16.2619 | 10.0387 | 26.3005 | kWh
16.2619 | 14.8094 | 31.0713 | kWh
16.2619 | 16.9817 | 33.2435 | kWh
15.5227 | 18.4037 | 33.9264 | kWh
15.5227 | 19.8461 | 35.3688 | kWh
12.566 | 21.6026 | 34.1685 | kWh
11.8268 | 23.2891 | 35.1159 | kWh
15.5227 | 24.9711 | 40.4938 | kWh
19.9577 | 26.3319 | 46.2897 | kWh
19.9577 | 26.81 | 46.7678 | kWh
14.7835 | 26.3352 | 41.1187 | kWh
7.3918 | 23.279 | 30.6708 | kWh
0.94 | 22.4215 | 23.3615 | kWh
0.94 | 22.7541 | 23.6941 | kWh
0.94 | 23.3368 | 24.2768 | kWh
0.94 | 23.6162 | 24.5562 | kWh
0.94 | 23.1461 | 24.0861 | kWh
0.94 | 21.6894 | 22.6294 | kWh
0.94 | 19.9358 | 20.8758 | kWh
0.94 | 17.9945 | 18.9345 | kWh
0.94 | 14.4744 | 15.4144 | kWh
0.94 | 10.7976 | 11.7376 | kWh
7.3918 | 8.714 | 16.1057 | kWh
11.8268 | 8.1236 | 19.9504 | kWh
16.2619 | 10.0387 | 26.3005 | kWh
16.2619 | 14.8094 | 31.0713 | kWh
16.2619 | 16.9817 | 33.2435 | kWh
15.5227 | 18.4037 | 33.9264 | kWh
15.5227 | 19.8461 | 35.3688 | kWh
12.566 | 21.6026 | 34.1685 | kWh
11.8268 | 23.2891 | 35.1159 | kWh
15.5227 | 24.9711 | 40.4938 | kWh
19.9577 | 26.3319 | 46.2897 | kWh
19.9577 | 26.81 | 46.7678 | kWh
14.7835 | 26.3352 | 41.1187 | kWh
7.3918 | 23.279 | 30.6708 | kWh
0.94 | 22.4215 | 23.3615 | kWh
0.94 | 22.7541 | 23.6941 | kWh
0.94 | 23.3368 | 24.2768 | kWh
0.94 | 23.6162 | 24.5562 | kWh
0.94 | 23.1461 | 24.0861 | kWh
0.94 | 21.6894 | 22.6294 | kWh
0.94 | 19.9358 | 20.8758 | kWh
0.94 | 17.9945 | 18.9345 | kWh
0.94 | 14.4744 | 15.4144 | kWh
0.94 | 10.7976 | 11.7376 | kWh
7.3918 | 8.714 | 16.1057 | kWh
11.8268 | 8.1236 | 19.9504 | kWh
16.2619 | 10.0387 | 26.3005 | kWh
16.2619 | 14.8094 | 31.0713 | kWh
16.2619 | 16.9817 | 33.2435 | kWh
15.5227 | 18.4037 | 33.9264 | kWh
15.5227 | 19.8461 | 35.3688 | kWh
12.566 | 21.6026 | 34.1685 | kWh
11.8268 | 23.2891 | 35.1159 | kWh
15.5227 | 24.9711 | 40.4938 | kWh
19.9577 | 26.3319 | 46.2897 | kWh
19.9577 | 26.81 | 46.7678 | kWh
14.7835 | 26.3352 | 41.1187 | kWh
7.3918 | 23.279 | 30.6708 | kWh
0.94 | 22.4215 | 23.3615 | kWh
0.94 | 22.7541 | 23.6941 | kWh
0.94 | 23.3368 | 24.2768 | kWh
0.94 | 23.6162 | 24.5562 | kWh
0.94 | 29.3065 | 30.2465 | kWh
0.94 | 27.2091 | 28.1491 | kWh
0.94 | 24.2707 | 25.2107 | kWh
0.94 | 20.5017 | 21.4417 | kWh
0.94 | 16.5788 | 17.5188 | kWh
0.94 | 13.4014 | 14.3414 | kWh
0.94 | 10.7273 | 11.6673 | kWh
0.94 | 8.227 | 9.167 | kWh
0.94 | 6.2562 | 7.1962 | kWh
0.94 | 5.09 | 6.03 | kWh
0.94 | 5.1245 | 6.0645 | kWh
0.94 | 6.0222 | 6.9622 | kWh
0.94 | 8.2704 | 9.2104 | kWh
0.94 | 11.2802 | 12.2202 | kWh
0.94 | 14.4549 | 15.3949 | kWh
0.94 | 17.7361 | 18.6761 | kWh
0.94 | 21.1991 | 22.1391 | kWh
0.94 | 25.1191 | 26.0591 | kWh
0.94 | 28.8878 | 29.8278 | kWh
0.94 | 31.4065 | 32.3465 | kWh
0.94 | 32.7107 | 33.6507 | kWh
0.94 | 33.1482 | 34.0882 | kWh
0.94 | 32.561 | 33.501 | kWh
0.94 | 31.2065 | 32.1465 | kWh
0.94 | 29.3065 | 30.2465 | kWh
0.94 | 27.2091 | 28.1491 | kWh
0.94 | 24.2707 | 25.2107 | kWh
0.94 | 20.5017 | 21.4417 | kWh
0.94 | 16.5788 | 17.5188 | kWh
0.94 | 13.4014 | 14.3414 | kWh
0.94 | 10.7273 | 11.6673 | kWh
0.94 | 8.227 | 9.167 | kWh
0.94 | 6.2562 | 7.1962 | kWh
0.94 | 5.09 | 6.03 | kWh
0.94 | 5.1245 | 6.0645 | kWh
0.94 | 6.0222 | 6.9622 | kWh
0.94 | 8.2704 | 9.2104 | kWh
0.94 | 11.2802 | 12.2202 | kWh
0.94 | 14.4549 | 15.3949 | kWh
0.94 | 17.7361 | 18.6761 | kWh
0.94 | 21.1991 | 22.1391 | kWh
0.94 | 25.1191 | 26.0591 | kWh
0.94 | 28.8878 | 29.8278 | kWh
0.94 | 31.4065 | 32.3465 | kWh
0.94 | 32.7107 | 33.6507 | kWh
0.94 | 33.1482 | 34.0882 | kWh
0.94 | 32.561 | 33.501 | kWh
0.94 | 31.2065 | 32.1465 | kWh
0.94 | 23.1461 | 24.0861 | kWh
0.94 | 21.6894 | 22.6294 | kWh
0.94 | 19.9358 | 20.8758 | kWh
0.94 | 17.9945 | 18.9345 | kWh
0.94 | 14.4744 | 15.4144 | kWh
0.94 | 10.7976 | 11.7376 | kWh
7.3918 | 8.714 | 16.1057 | kWh
11.8268 | 8.1236 | 19.9504 | kWh
16.2619 | 10.0387 | 26.3005 | kWh
16.2619 | 14.8094 | 31.0713 | kWh
16.2619 | 16.9817 | 33.2435 | kWh
15.5227 | 18.4037 | 33.9264 | kWh
15.5227 | 19.8461 | 35.3688 | kWh
12.566 | 21.6026 | 34.1685 | kWh
11.8268 | 23.2891 | 35.1159 | kWh
15.5227 | 24.9711 | 40.4938 | kWh
19.9577 | 26.3319 | 46.2897 | kWh
19.9577 | 26.81 | 46.7678 | kWh
14.7835 | 26.3352 | 41.1187 | kWh
7.3918 | 23.279 | 30.6708 | kWh
0.94 | 22.4215 | 23.3615 | kWh
0.94 | 22.7541 | 23.6941 | kWh
0.94 | 23.3368 | 24.2768 | kWh
0.94 | 23.6162 | 24.5562 | kWh
0.94 | 23.1461 | 24.0861 | kWh
0.94 | 21.6894 | 22.6294 | kWh
0.94 | 19.9358 | 20.8758 | kWh
0.94 | 17.9945 | 18.9345 | kWh
0.94 | 14.4744 | 15.4144 | kWh
0.94 | 10.7976 | 11.7376 | kWh
7.3918 | 8.714 | 16.1057 | kWh
11.8268 | 8.1236 | 19.9504 | kWh
16.2619 | 10.0387 | 26.3005 | kWh
16.2619 | 14.8094 | 31.0713 | kWh
16.2619 | 16.9817 | 33.2435 | kWh
15.5227 | 18.4037 | 33.9264 | kWh
15.5227 | 19.8461 | 35.3688 | kWh
12.566 | 21.6026 | 34.1685 | kWh
11.8268 | 23.2891 | 35.1159 | kWh
15.5227 | 24.9711 | 40.4938 | kWh
19.9577 | 26.3319 | 46.2897 | kWh
19.9577 | 26.81 | 46.7678 | kWh
14.7835 | 26.3352 | 41.1187 | kWh
7.3918 | 23.279 | 30.6708 | kWh
0.94 | 22.4215 | 23.3615 | kWh
0.94 | 22.7541 | 23.6941 | kWh
0.94 | 23.3368 | 24.2768 | kWh
0.94 | 23.6162 | 24.5562 | kWh
0.94 | 23.1461 | 24.0861 | kWh
0.94 | 21.6894 | 22.6294 | kWh
0.94 | 19.9358 | 20.8758 | kWh
0.94 | 17.9945 | 18.9345 | kWh
0.94 | 14.4744 | 15.4144 | kWh
0.94 | 10.7976 | 11.7376 | kWh
7.3918 | 8.714 | 16.1057 | kWh
11.8268 | 8.1236 | 19.9504 | kWh
16.2619 | 10.0387 | 26.3005 | kWh
16.2619 | 14.8094 | 31.0713 | kWh
16.2619 | 16.9817 | 33.2435 | kWh
15.5227 | 18.4037 | 33.9264 | kWh
15.5227 | 19.8461 | 35.3688 | kWh
12.566 | 21.6026 | 34.1685 | kWh
11.8268 | 23.2891 | 35.1159 | kWh
15.5227 | 24.9711 | 40.4938 | kWh
19.9577 | 26.3319 | 46.2897 | kWh
19.9577 | 26.81 | 46.7678 | kWh
14.7835 | 26.3352 | 41.1187 | kWh
7.3918 | 23.279 | 30.6708 | kWh
0.94 | 22.4215 | 23.3615 | kWh
0.94 | 22.7541 | 23.6941 | kWh
0.94 | 23.3368 | 24.2768 | kWh
0.94 | 23.6162 | 24.5562 | kWh
0.94 | 23.1461 | 24.0861 | kWh
0.94 | 21.6894 | 22.6294 | kWh
0.94 | 19.9358 | 20.8758 | kWh
0.94 | 17.9945 | 18.9345 | kWh
0.94 | 14.4744 | 15.4144 | kWh
0.94 | 10.7976 | 11.7376 | kWh
7.3918 | 8.714 | 16.1057 | kWh
11.8268 | 8.1236 | 19.9504 | kWh
16.2619 | 10.0387 | 26.3005 | kWh
16.2619 | 14.8094 | 31.0713 | kWh
16.2619 | 16.9817 | 33.2435 | kWh
15.5227 | 18.4037 | 33.9264 | kWh
15.5227 | 19.8461 | 35.3688 | kWh
12.566 | 21.6026 | 34.1685 | kWh
11.8268 | 23.2891 | 35.1159 | kWh
15.5227 | 24.9711 | 40.4938 | kWh
19.9577 | 26.3319 | 46.2897 | kWh
19.9577 | 26.81 | 46.7678 | kWh
14.7835 | 26.3352 | 41.1187 | kWh
7.3918 | 23.279 | 30.6708 | kWh
0.94 | 22.4215 | 23.3615 | kWh
0.94 | 22.7541 | 23.6941 | kWh
0.94 | 23.3368 | 24.2768 | kWh
0.94 | 23.6162 | 24.5562 | kWh
0.94 | 23.1461 | 24.0861 | kWh
0.94 | 21.6894 | 22.6294 | kWh
0.94 | 19.9358 | 20.8758 | kWh
0.94 | 17.9945 | 18.9345 | kWh
0.94 | 14.4744 | 15.4144 | kWh
0.94 | 10.7976 | 11.7376 | kWh
7.3918 | 8.714 | 16.1057 | kWh
11.8268 | 8.1236 | 19.9504 | kWh
16.2619 | 10.0387 | 26.3005 | kWh
16.2619 | 14.8094 | 31.0713 | kWh
16.2619 | 16.9817 | 33.2435 | kWh
15.5227 | 18.4037 | 33.9264 | kWh
15.5227 | 19.8461 | 35.3688 | kWh
12.566 | 21.6026 | 34.1685 | kWh
11.8268 | 23.2891 | 35.1159 | kWh
15.5227 | 24.9711 | 40.4938 | kWh
19.9577 | 26.3319 | 46.2897 | kWh
19.9577 | 26.81 | 46.7678 | kWh
14.7835 | 26.3352 | 41.1187 | kWh
7.3918 | 23.279 | 30.6708 | kWh
0.94 | 22.4215 | 23.3615 | kWh
0.94 | 22.7541 | 23.6941 | kWh
0.94 | 23.3368 | 24.2768 | kWh
0.94 | 23.6162 | 24.5562 | kWh
0.94 | 29.3065 | 30.2465 | kWh
0.94 | 27.2091 | 28.1491 | kWh
0.94 | 24.2707 | 25.2107 | kWh
0.94 | 20.5017 | 21.4417 | kWh
0.94 | 16.5788 | 17.5188 | kWh
0.94 | 13.4014 | 14.3414 | kWh
0.94 | 10.7273 | 11.6673 | kWh
0.94 | 8.227 | 9.167 | kWh
0.94 | 6.2562 | 7.1962 | kWh
0.94 | 5.09 | 6.03 | kWh
0.94 | 5.1245 | 6.0645 | kWh
0.94 | 6.0222 | 6.9622 | kWh
0.94 | 8.2704 | 9.2104 | kWh
0.94 | 11.2802 | 12.2202 | kWh
0.94 | 14.4549 | 15.3949 | kWh
0.94 | 17.7361 | 18.6761 | kWh
0.94 | 21.1991 | 22.1391 | kWh
0.94 | 25.1191 | 26.0591 | kWh
0.94 | 28.8878 | 29.8278 | kWh
0.94 | 31.4065 | 32.3465 | kWh
0.94 | 32.7107 | 33.6507 | kWh
0.94 | 33.1482 | 34.0882 | kWh
0.94 | 32.561 | 33.501 | kWh
0.94 | 31.2065 | 32.1465 | kWh
0.94 | 29.3065 | 30.2465 | kWh
0.94 | 27.2091 | 28.1491 | kWh
0.94 | 24.2707 | 25.2107 | kWh
0.94 | 20.5017 | 21.4417 | kWh
0.94 | 16.5788 | 17.5188 | kWh
0.94 | 13.4014 | 14.3414 | kWh
0.94 | 10.7273 | 11.6673 | kWh
0.94 | 8.227 | 9.167 | kWh
0.94 | 6.2562 | 7.1962 | kWh
0.94 | 5.09 | 6.03 | kWh
0.94 | 5.1245 | 6.0645 | kWh
0.94 | 6.0222 | 6.9622 | kWh
0.94 | 8.2704 | 9.2104 | kWh
0.94 | 11.2802 | 12.2202 | kWh
0.94 | 14.4549 | 15.3949 | kWh
0.94 | 17.7361 | 18.6761 | kWh
0.94 | 21.1991 | 22.1391 | kWh
0.94 | 25.1191 | 26.0591 | kWh
0.94 | 28.8878 | 29.8278 | kWh
0.94 | 31.4065 | 32.3465 | kWh
0.94 | 32.7107 | 33.6507 | kWh
0.94 | 33.1482 | 34.0882 | kWh
0.94 | 32.561 | 33.501 | kWh
0.94 | 31.2065 | 32.1465 | kWh
0.94 | 23.1461 | 24.0861 | kWh
0.94 | 21.6894 | 22.6294 | kWh
0.94 | 19.9358 | 20.8758 | kWh
0.94 | 17.9945 | 18.9345 | kWh
0.94 | 14.4744 | 15.4144 | kWh
0.94 | 10.7976 | 11.7376 | kWh
7.3918 | 8.714 | 16.1057 | kWh
11.8268 | 8.1236 | 19.9504 | kWh
16.2619 | 10.0387 | 26.3005 | kWh
16.2619 | 14.8094 | 31.0713 | kWh
16.2619 | 16.9817 | 33.2435 | kWh
15.5227 | 18.4037 | 33.9264 | kWh
15.5227 | 19.8461 | 35.3688 | kWh
12.566 | 21.6026 | 34.1685 | kWh
11.8268 | 23.2891 | 35.1159 | kWh
15.5227 | 24.9711 | 40.4938 | kWh
19.9577 | 26.3319 | 46.2897 | kWh
19.9577 | 26.81 | 46.7678 | kWh
14.7835 | 26.3352 | 41.1187 | kWh
7.3918 | 23.279 | 30.6708 | kWh
0.94 | 22.4215 | 23.3615 | kWh
0.94 | 22.7541 | 23.6941 | kWh
0.94 | 23.3368 | 24.2768 | kWh
0.94 | 23.6162 | 24.5562 | kWh
0.94 | 23.1461 | 24.0861 | kWh
0.94 | 21.6894 | 22.6294 | kWh
0.94 | 19.9358 | 20.8758 | kWh
0.94 | 17.9945 | 18.9345 | kWh
0.94 | 14.4744 | 15.4144 | kWh
0.94 | 10.7976 | 11.7376 | kWh
7.3918 | 8.714 | 16.1057 | kWh
11.8268 | 8.1236 | 19.9504 | kWh
16.2619 | 10.0387 | 26.3005 | kWh
16.2619 | 14.8094 | 31.0713 | kWh
16.2619 | 16.9817 | 33.2435 | kWh
15.5227 | 18.4037 | 33.9264 | kWh
15.5227 | 19.8461 | 35.3688 | kWh
12.566 | 21.6026 | 34.1685 | kWh
11.8268 | 23.2891 | 35.1159 | kWh
15.5227 | 24.9711 | 40.4938 | kWh
19.9577 | 26.3319 | 46.2897 | kWh
19.9577 | 26.81 | 46.7678 | kWh
14.7835 | 26.3352 | 41.1187 | kWh
7.3918 | 23.279 | 30.6708 | kWh
0.94 | 22.4215 | 23.3615 | kWh
0.94 | 22.7541 | 23.6941 | kWh
0.94 | 23.3368 | 24.2768 | kWh
0.94 | 23.6162 | 24.5562 | kWh
0.94 | 23.1461 | 24.0861 | kWh
0.94 | 21.6894 | 22.6294 | kWh
0.94 | 19.9358 | 20.8758 | kWh
0.94 | 17.9945 | 18.9345 | kWh
0.94 | 14.4744 | 15.4144 | kWh
0.94 | 10.7976 | 11.7376 | kWh
7.3918 | 8.714 | 16.1057 | kWh
11.8268 | 8.1236 | 19.9504 | kWh
16.2619 | 10.0387 | 26.3005 | kWh
16.2619 | 14.8094 | 31.0713 | kWh
16.2619 | 16.9817 | 33.2435 | kWh
15.5227 | 18.4037 | 33.9264 | kWh
15.5227 | 19.8461 | 35.3688 | kWh
12.566 | 21.6026 | 34.1685 | kWh
11.8268 | 23.2891 | 35.1159 | kWh
15.5227 | 24.9711 | 40.4938 | kWh
19.9577 | 26.3319 | 46.2897 | kWh
19.9577 | 26.81 | 46.7678 | kWh
14.7835 | 26.3352 | 41.1187 | kWh
7.3918 | 23.279 | 30.6708 | kWh
0.94 | 22.4215 | 23.3615 | kWh
0.94 | 22.7541 | 23.6941 | kWh
0.94 | 23.3368 | 24.2768 | kWh
0.94 | 23.6162 | 24.5562 | kWh
0.94 | 23.1461 | 24.0861 | kWh
0.94 | 21.6894 | 22.6294 | kWh
0.94 | 19.9358 | 20.8758 | kWh
0.94 | 17.9945 | 18.9345 | kWh
0.94 | 14.4744 | 15.4144 | kWh
0.94 | 10.7976 | 11.7376 | kWh
7.3918 | 8.714 | 16.1057 | kWh
11.8268 | 8.1236 | 19.9504 | kWh
16.2619 | 10.0387 | 26.3005 | kWh
16.2619 | 14.8094 | 31.0713 | kWh
16.2619 | 16.9817 | 33.2435 | kWh
15.5227 | 18.4037 | 33.9264 | kWh
15.5227 | 19.8461 | 35.3688 | kWh
12.566 | 21.6026 | 34.1685 | kWh
11.8268 | 23.2891 | 35.1159 | kWh
15.5227 | 24.9711 | 40.4938 | kWh
19.9577 | 26.3319 | 46.2897 | kWh
19.9577 | 26.81 | 46.7678 | kWh
14.7835 | 26.3352 | 41.1187 | kWh
7.3918 | 23.279 | 30.6708 | kWh
0.94 | 22.4215 | 23.3615 | kWh
0.94 | 22.7541 | 23.6941 | kWh
0.94 | 23.3368 | 24.2768 | kWh
0.94 | 23.6162 | 24.5562 | kWh
0.94 | 23.1461 | 24.0861 | kWh
0.94 | 21.6894 | 22.6294 | kWh
0.94 | 19.9358 | 20.8758 | kWh
0.94 | 17.9945 | 18.9345 | kWh
0.94 | 14.4744 | 15.4144 | kWh
0.94 | 10.7976 | 11.7376 | kWh
7.3918 | 8.714 | 16.1057 | kWh
11.8268 | 8.1236 | 19.9504 | kWh
16.2619 | 10.0387 | 26.3005 | kWh
16.2619 | 14.8094 | 31.0713 | kWh
16.2619 | 16.9817 | 33.2435 | kWh
15.5227 | 18.4037 | 33.9264 | kWh
15.5227 | 19.8461 | 35.3688 | kWh
12.566 | 21.6026 | 34.1685 | kWh
11.8268 | 23.2891 | 35.1159 | kWh
15.5227 | 24.9711 | 40.4938 | kWh
19.9577 | 26.3319 | 46.2897 | kWh
19.9577 | 26.81 | 46.7678 | kWh
14.7835 | 26.3352 | 41.1187 | kWh
7.3918 | 23.279 | 30.6708 | kWh
0.94 | 22.4215 | 23.3615 | kWh
0.94 | 22.7541 | 23.6941 | kWh
0.94 | 23.3368 | 24.2768 | kWh
0.94 | 23.6162 | 24.5562 | kWh
0.94 | 29.3065 | 30.2465 | kWh
0.94 | 27.2091 | 28.1491 | kWh
0.94 | 24.2707 | 25.2107 | kWh
0.94 | 20.5017 | 21.4417 | kWh
0.94 | 16.5788 | 17.5188 | kWh
0.94 | 13.4014 | 14.3414 | kWh
0.94 | 10.7273 | 11.6673 | kWh
0.94 | 8.227 | 9.167 | kWh
0.94 | 6.2562 | 7.1962 | kWh
0.94 | 5.09 | 6.03 | kWh
0.94 | 5.1245 | 6.0645 | kWh
0.94 | 6.0222 | 6.9622 | kWh
0.94 | 8.2704 | 9.2104 | kWh
0.94 | 11.2802 | 12.2202 | kWh
0.94 | 14.4549 | 15.3949 | kWh
0.94 | 17.7361 | 18.6761 | kWh
0.94 | 21.1991 | 22.1391 | kWh
0.94 | 25.1191 | 26.0591 | kWh
0.94 | 28.8878 | 29.8278 | kWh
0.94 | 31.4065 | 32.3465 | kWh
0.94 | 32.7107 | 33.6507 | kWh
0.94 | 33.1482 | 34.0882 | kWh
0.94 | 32.561 | 33.501 | kWh
0.94 | 31.2065 | 32.1465 | kWh
0.94 | 29.3065 | 30.2465 | kWh
0.94 | 27.2091 | 28.1491 | kWh
0.94 | 24.2707 | 25.2107 | kWh
0.94 | 20.5017 | 21.4417 | kWh
0.94 | 16.5788 | 17.5188 | kWh
0.94 | 13.4014 | 14.3414 | kWh
0.94 | 10.7273 | 11.6673 | kWh
0.94 | 8.227 | 9.167 | kWh
0.94 | 6.2562 | 7.1962 | kWh
0.94 | 5.09 | 6.03 | kWh
0.94 | 5.1245 | 6.0645 | kWh
0.94 | 6.0222 | 6.9622 | kWh
0.94 | 8.2704 | 9.2104 | kWh
0.94 | 11.2802 | 12.2202 | kWh
0.94 | 14.4549 | 15.3949 | kWh
0.94 | 17.7361 | 18.6761 | kWh
0.94 | 21.1991 | 22.1391 | kWh
0.94 | 25.1191 | 26.0591 | kWh
0.94 | 28.8878 | 29.8278 | kWh
0.94 | 31.4065 | 32.3465 | kWh
0.94 | 32.7107 | 33.6507 | kWh
0.94 | 33.1482 | 34.0882 | kWh
0.94 | 32.561 | 33.501 | kWh
0.94 | 31.2065 | 32.1465 | kWh
0.94 | 23.1461 | 24.0861 | kWh
0.94 | 21.6894 | 22.6294 | kWh
0.94 | 19.9358 | 20.8758 | kWh
0.94 | 17.9945 | 18.9345 | kWh
0.94 | 14.4744 | 15.4144 | kWh
0.94 | 10.7976 | 11.7376 | kWh
7.3918 | 8.714 | 16.1057 | kWh
11.8268 | 8.1236 | 19.9504 | kWh
16.2619 | 10.0387 | 26.3005 | kWh
16.2619 | 14.8094 | 31.0713 | kWh
16.2619 | 16.9817 | 33.2435 | kWh
15.5227 | 18.4037 | 33.9264 | kWh
15.5227 | 19.8461 | 35.3688 | kWh
12.566 | 21.6026 | 34.1685 | kWh
11.8268 | 23.2891 | 35.1159 | kWh
15.5227 | 24.9711 | 40.4938 | kWh
19.9577 | 26.3319 | 46.2897 | kWh
19.9577 | 26.81 | 46.7678 | kWh
14.7835 | 26.3352 | 41.1187 | kWh
7.3918 | 23.279 | 30.6708 | kWh
0.94 | 22.4215 | 23.3615 | kWh
0.94 | 22.7541 | 23.6941 | kWh
0.94 | 23.3368 | 24.2768 | kWh
0.94 | 23.6162 | 24.5562 | kWh
0.94 | 23.1461 | 24.0861 | kWh
0.94 | 21.6894 | 22.6294 | kWh
0.94 | 19.9358 | 20.8758 | kWh
0.94 | 17.9945 | 18.9345 | kWh
0.94 | 14.4744 | 15.4144 | kWh
0.94 | 10.7976 | 11.7376 | kWh
7.3918 | 8.714 | 16.1057 | kWh
11.8268 | 8.1236 | 19.9504 | kWh
16.2619 | 10.0387 | 26.3005 | kWh
16.2619 | 14.8094 | 31.0713 | kWh
16.2619 | 16.9817 | 33.2435 | kWh
15.5227 | 18.4037 | 33.9264 | kWh
15.5227 | 19.8461 | 35.3688 | kWh
12.566 | 21.6026 | 34.1685 | kWh
11.8268 | 23.2891 | 35.1159 | kWh
15.5227 | 24.9711 | 40.4938 | kWh
19.9577 | 26.3319 | 46.2897 | kWh
19.9577 | 26.81 | 46.7678 | kWh
14.7835 | 26.3352 | 41.1187 | kWh
7.3918 | 23.279 | 30.6708 | kWh
0.94 | 22.4215 | 23.3615 | kWh
0.94 | 22.7541 | 23.6941 | kWh
0.94 | 23.3368 | 24.2768 | kWh
0.94 | 23.6162 | 24.5562 | kWh
0.94 | 23.1461 | 24.0861 | kWh
0.94 | 21.6894 | 22.6294 | kWh
0.94 | 19.9358 | 20.8758 | kWh
0.94 | 17.9945 | 18.9345 | kWh
0.94 | 14.4744 | 15.4144 | kWh
0.94 | 10.7976 | 11.7376 | kWh
7.3918 | 8.714 | 16.1057 | kWh
11.8268 | 8.1236 | 19.9504 | kWh
16.2619 | 10.0387 | 26.3005 | kWh
16.2619 | 14.8094 | 31.0713 | kWh
16.2619 | 16.9817 | 33.2435 | kWh
15.5227 | 18.4037 | 33.9264 | kWh
15.5227 | 19.8461 | 35.3688 | kWh
12.566 | 21.6026 | 34.1685 | kWh
11.8268 | 23.2891 | 35.1159 | kWh
15.5227 | 24.9711 | 40.4938 | kWh
19.9577 | 26.3319 | 46.2897 | kWh
19.9577 | 26.81 | 46.7678 | kWh
14.7835 | 26.3352 | 41.1187 | kWh
7.3918 | 23.279 | 30.6708 | kWh
0.94 | 22.4215 | 23.3615 | kWh
0.94 | 22.7541 | 23.6941 | kWh
0.94 | 23.3368 | 24.2768 | kWh
0.94 | 23.6162 | 24.5562 | kWh
0.94 | 23.1461 | 24.0861 | kWh
0.94 | 21.6894 | 22.6294 | kWh
0.94 | 19.9358 | 20.8758 | kWh
0.94 | 17.9945 | 18.9345 | kWh
0.94 | 14.4744 | 15.4144 | kWh
0.94 | 10.7976 | 11.7376 | kWh
7.3918 | 8.714 | 16.1057 | kWh
11.8268 | 8.1236 | 19.9504 | kWh
16.2619 | 10.0387 | 26.3005 | kWh
16.2619 | 14.8094 | 31.0713 | kWh
16.2619 | 16.9817 | 33.2435 | kWh
15.5227 | 18.4037 | 33.9264 | kWh
15.5227 | 19.8461 | 35.3688 | kWh
12.566 | 21.6026 | 34.1685 | kWh
11.8268 | 23.2891 | 35.1159 | kWh
15.5227 | 24.9711 | 40.4938 | kWh
19.9577 | 26.3319 | 46.2897 | kWh
19.9577 | 26.81 | 46.7678 | kWh
14.7835 | 26.3352 | 41.1187 | kWh
7.3918 | 23.279 | 30.6708 | kWh
0.94 | 22.4215 | 23.3615 | kWh
0.94 | 22.7541 | 23.6941 | kWh
0.94 | 23.3368 | 24.2768 | kWh
0.94 | 23.6162 | 24.5562 | kWh
0.94 | 23.1461 | 24.0861 | kWh
0.94 | 21.6894 | 22.6294 | kWh
0.94 | 19.9358 | 20.8758 | kWh
0.94 | 17.9945 | 18.9345 | kWh
0.94 | 14.4744 | 15.4144 | kWh
0.94 | 10.7976 | 11.7376 | kWh
7.3918 | 8.714 | 16.1057 | kWh
11.8268 | 8.1236 | 19.9504 | kWh
16.2619 | 10.0387 | 26.3005 | kWh
16.2619 | 14.8094 | 31.0713 | kWh
16.2619 | 16.9817 | 33.2435 | kWh
15.5227 | 18.4037 | 33.9264 | kWh
15.5227 | 19.8461 | 35.3688 | kWh
12.566 | 21.6026 | 34.1685 | kWh
11.8268 | 23.2891 | 35.1159 | kWh
15.5227 | 24.9711 | 40.4938 | kWh
19.9577 | 26.3319 | 46.2897 | kWh
19.9577 | 26.81 | 46.7678 | kWh
14.7835 | 26.3352 | 41.1187 | kWh
7.3918 | 23.279 | 30.6708 | kWh
0.94 | 22.4215 | 23.3615 | kWh
0.94 | 22.7541 | 23.6941 | kWh
0.94 | 23.3368 | 24.2768 | kWh
0.94 | 23.6162 | 24.5562 | kWh
0.94 | 29.3065 | 30.2465 | kWh
0.94 | 27.2091 | 28.1491 | kWh
0.94 | 24.2707 | 25.2107 | kWh
0.94 | 20.5017 | 21.4417 | kWh
0.94 | 16.5788 | 17.5188 | kWh
0.94 | 13.4014 | 14.3414 | kWh
0.94 | 10.7273 | 11.6673 | kWh
0.94 | 8.227 | 9.167 | kWh
0.94 | 6.2562 | 7.1962 | kWh
0.94 | 5.09 | 6.03 | kWh
0.94 | 5.1245 | 6.0645 | kWh
0.94 | 6.0222 | 6.9622 | kWh
0.94 | 8.2704 | 9.2104 | kWh
0.94 | 11.2802 | 12.2202 | kWh
0.94 | 14.4549 | 15.3949 | kWh
0.94 | 17.7361 | 18.6761 | kWh
0.94 | 21.1991 | 22.1391 | kWh
0.94 | 25.1191 | 26.0591 | kWh
0.94 | 28.8878 | 29.8278 | kWh
0.94 | 31.4065 | 32.3465 | kWh
0.94 | 32.7107 | 33.6507 | kWh
0.94 | 33.1482 | 34.0882 | kWh
0.94 | 32.561 | 33.501 | kWh
0.94 | 31.2065 | 32.1465 | kWh
0.94 | 29.3065 | 30.2465 | kWh
0.94 | 27.2091 | 28.1491 | kWh
0.94 | 24.2707 | 25.2107 | kWh
0.94 | 20.5017 | 21.4417 | kWh
0.94 | 16.5788 | 17.5188 | kWh
0.94 | 13.4014 | 14.3414 | kWh
0.94 | 10.7273 | 11.6673 | kWh
0.94 | 8.227 | 9.167 | kWh
0.94 | 6.2562 | 7.1962 | kWh
0.94 | 5.09 | 6.03 | kWh
0.94 | 5.1245 | 6.0645 | kWh
0.94 | 6.0222 | 6.9622 | kWh
0.94 | 8.2704 | 9.2104 | kWh
0.94 | 11.2802 | 12.2202 | kWh
0.94 | 14.4549 | 15.3949 | kWh
0.94 | 17.7361 | 18.6761 | kWh
0.94 | 21.1991 | 22.1391 | kWh
0.94 | 25.1191 | 26.0591 | kWh
0.94 | 28.8878 | 29.8278 | kWh
0.94 | 31.4065 | 32.3465 | kWh
0.94 | 32.7107 | 33.6507 | kWh
0.94 | 33.1482 | 34.0882 | kWh
0.94 | 32.561 | 33.501 | kWh
0.94 | 31.2065 | 32.1465 | kWh
0.94 | 23.1461 | 24.0861 | kWh
0.94 | 21.6894 | 22.6294 | kWh
0.94 | 19.9358 | 20.8758 | kWh
0.94 | 17.9945 | 18.9345 | kWh
0.94 | 14.4744 | 15.4144 | kWh
0.94 | 10.7976 | 11.7376 | kWh
7.3918 | 8.714 | 16.1057 | kWh
11.8268 | 8.1236 | 19.9504 | kWh
16.2619 | 10.0387 | 26.3005 | kWh
16.2619 | 14.8094 | 31.0713 | kWh
16.2619 | 16.9817 | 33.2435 | kWh
15.5227 | 18.4037 | 33.9264 | kWh
15.5227 | 19.8461 | 35.3688 | kWh
12.566 | 21.6026 | 34.1685 | kWh
11.8268 | 23.2891 | 35.1159 | kWh
15.5227 | 24.9711 | 40.4938 | kWh
19.9577 | 26.3319 | 46.2897 | kWh
19.9577 | 26.81 | 46.7678 | kWh
14.7835 | 26.3352 | 41.1187 | kWh
7.3918 | 23.279 | 30.6708 | kWh
0.94 | 22.4215 | 23.3615 | kWh
0.94 | 22.7541 | 23.6941 | kWh
0.94 | 23.3368 | 24.2768 | kWh
0.94 | 23.6162 | 24.5562 | kWh
0.94 | 23.1461 | 24.0861 | kWh
0.94 | 21.6894 | 22.6294 | kWh
0.94 | 19.9358 | 20.8758 | kWh
0.94 | 17.9945 | 18.9345 | kWh
0.94 | 14.4744 | 15.4144 | kWh
0.94 | 10.7976 | 11.7376 | kWh
7.3918 | 8.714 | 16.1057 | kWh
11.8268 | 8.1236 | 19.9504 | kWh
16.2619 | 10.0387 | 26.3005 | kWh
16.2619 | 14.8094 | 31.0713 | kWh
16.2619 | 16.9817 | 33.2435 | kWh
15.5227 | 18.4037 | 33.9264 | kWh
15.5227 | 19.8461 | 35.3688 | kWh
12.566 | 21.6026 | 34.1685 | kWh
11.8268 | 23.2891 | 35.1159 | kWh
15.5227 | 24.9711 | 40.4938 | kWh
19.9577 | 26.3319 | 46.2897 | kWh
19.9577 | 26.81 | 46.7678 | kWh
14.7835 | 26.3352 | 41.1187 | kWh
7.3918 | 23.279 | 30.6708 | kWh
0.94 | 22.4215 | 23.3615 | kWh
0.94 | 22.7541 | 23.6941 | kWh
0.94 | 23.3368 | 24.2768 | kWh
0.94 | 23.6162 | 24.5562 | kWh
0.94 | 23.1461 | 24.0861 | kWh
0.94 | 21.6894 | 22.6294 | kWh
0.94 | 19.9358 | 20.8758 | kWh
0.94 | 17.9945 | 18.9345 | kWh
0.94 | 14.4744 | 15.4144 | kWh
0.94 | 10.7976 | 11.7376 | kWh
7.3918 | 8.714 | 16.1057 | kWh
11.8268 | 8.1236 | 19.9504 | kWh
16.2619 | 10.0387 | 26.3005 | kWh
16.2619 | 14.8094 | 31.0713 | kWh
16.2619 | 16.9817 | 33.2435 | kWh
15.5227 | 18.4037 | 33.9264 | kWh
15.5227 | 19.8461 | 35.3688 | kWh
12.566 | 21.6026 | 34.1685 | kWh
11.8268 | 23.2891 | 35.1159 | kWh
15.5227 | 24.9711 | 40.4938 | kWh
19.9577 | 26.3319 | 46.2897 | kWh
19.9577 | 26.81 | 46.7678 | kWh
14.7835 | 26.3352 | 41.1187 | kWh
7.3918 | 23.279 | 30.6708 | kWh
0.94 | 22.4215 | 23.3615 | kWh
0.94 | 22.7541 | 23.6941 | kWh
0.94 | 23.3368 | 24.2768 | kWh
0.94 | 23.6162 | 24.5562 | kWh
0.94 | 23.1461 | 24.0861 | kWh
0.94 | 21.6894 | 22.6294 | kWh
0.94 | 19.9358 | 20.8758 | kWh
0.94 | 17.9945 | 18.9345 | kWh
0.94 | 14.4744 | 15.4144 | kWh
0.94 | 10.7976 | 11.7376 | kWh
7.3918 | 8.714 | 16.1057 | kWh
11.8268 | 8.1236 | 19.9504 | kWh
16.2619 | 10.0387 | 26.3005 | kWh
16.2619 | 14.8094 | 31.0713 | kWh
16.2619 | 16.9817 | 33.2435 | kWh
15.5227 | 18.4037 | 33.9264 | kWh
15.5227 | 19.8461 | 35.3688 | kWh
12.566 | 21.6026 | 34.1685 | kWh
11.8268 | 23.2891 | 35.1159 | kWh
15.5227 | 24.9711 | 40.4938 | kWh
19.9577 | 26.3319 | 46.2897 | kWh
19.9577 | 26.81 | 46.7678 | kWh
14.7835 | 26.3352 | 41.1187 | kWh
7.3918 | 23.279 | 30.6708 | kWh
0.94 | 22.4215 | 23.3615 | kWh
0.94 | 22.7541 | 23.6941 | kWh
0.94 | 23.3368 | 24.2768 | kWh
0.94 | 23.6162 | 24.5562 | kWh
0.94 | 23.1461 | 24.0861 | kWh
0.94 | 21.6894 | 22.6294 | kWh
0.94 | 19.9358 | 20.8758 | kWh
0.94 | 17.9945 | 18.9345 | kWh
0.94 | 14.4744 | 15.4144 | kWh
0.94 | 10.7976 | 11.7376 | kWh
7.3918 | 8.714 | 16.1057 | kWh
11.8268 | 8.1236 | 19.9504 | kWh
16.2619 | 10.0387 | 26.3005 | kWh
16.2619 | 14.8094 | 31.0713 | kWh
16.2619 | 16.9817 | 33.2435 | kWh
15.5227 | 18.4037 | 33.9264 | kWh
15.5227 | 19.8461 | 35.3688 | kWh
12.566 | 21.6026 | 34.1685 | kWh
11.8268 | 23.2891 | 35.1159 | kWh
15.5227 | 24.9711 | 40.4938 | kWh
19.9577 | 26.3319 | 46.2897 | kWh
19.9577 | 26.81 | 46.7678 | kWh
14.7835 | 26.3352 | 41.1187 | kWh
7.3918 | 23.279 | 30.6708 | kWh
0.94 | 22.4215 | 23.3615 | kWh
0.94 | 22.7541 | 23.6941 | kWh
0.94 | 23.3368 | 24.2768 | kWh
0.94 | 23.6162 | 24.5562 | kWh
0.94 | 29.3065 | 30.2465 | kWh
0.94 | 27.2091 | 28.1491 | kWh
0.94 | 24.2707 | 25.2107 | kWh
0.94 | 20.5017 | 21.4417 | kWh
0.94 | 16.5788 | 17.5188 | kWh
0.94 | 13.4014 | 14.3414 | kWh
0.94 | 10.7273 | 11.6673 | kWh
0.94 | 8.227 | 9.167 | kWh
0.94 | 6.2562 | 7.1962 | kWh
0.94 | 5.09 | 6.03 | kWh
0.94 | 5.1245 | 6.0645 | kWh
0.94 | 6.0222 | 6.9622 | kWh
0.94 | 8.2704 | 9.2104 | kWh
0.94 | 11.2802 | 12.2202 | kWh
0.94 | 14.4549 | 15.3949 | kWh
0.94 | 17.7361 | 18.6761 | kWh
0.94 | 21.1991 | 22.1391 | kWh
0.94 | 25.1191 | 26.0591 | kWh
0.94 | 28.8878 | 29.8278 | kWh
0.94 | 31.4065 | 32.3465 | kWh
0.94 | 32.7107 | 33.6507 | kWh
0.94 | 33.1482 | 34.0882 | kWh
0.94 | 32.561 | 33.501 | kWh
0.94 | 31.2065 | 32.1465 | kWh
0.94 | 29.3065 | 30.2465 | kWh
0.94 | 27.2091 | 28.1491 | kWh
0.94 | 24.2707 | 25.2107 | kWh
0.94 | 20.5017 | 21.4417 | kWh
0.94 | 16.5788 | 17.5188 | kWh
0.94 | 13.4014 | 14.3414 | kWh
0.94 | 10.7273 | 11.6673 | kWh
0.94 | 8.227 | 9.167 | kWh
0.94 | 6.2562 | 7.1962 | kWh
0.94 | 5.09 | 6.03 | kWh
0.94 | 5.1245 | 6.0645 | kWh
0.94 | 6.0222 | 6.9622 | kWh
0.94 | 8.2704 | 9.2104 | kWh
0.94 | 11.2802 | 12.2202 | kWh
0.94 | 14.4549 | 15.3949 | kWh
0.94 | 17.7361 | 18.6761 | kWh
0.94 | 21.1991 | 22.1391 | kWh
0.94 | 25.1191 | 26.0591 | kWh
0.94 | 28.8878 | 29.8278 | kWh
0.94 | 31.4065 | 32.3465 | kWh
0.94 | 32.7107 | 33.6507 | kWh
0.94 | 33.1482 | 34.0882 | kWh
0.94 | 32.561 | 33.501 | kWh
0.94 | 31.2065 | 32.1465 | kWh
0.94 | 23.1461 | 24.0861 | kWh
0.94 | 21.6894 | 22.6294 | kWh
0.94 | 19.9358 | 20.8758 | kWh
0.94 | 17.9945 | 18.9345 | kWh
0.94 | 14.4744 | 15.4144 | kWh
0.94 | 10.7976 | 11.7376 | kWh
7.3918 | 8.714 | 16.1057 | kWh
11.8268 | 8.1236 | 19.9504 | kWh
16.2619 | 10.0387 | 26.3005 | kWh
16.2619 | 14.8094 | 31.0713 | kWh
16.2619 | 16.9817 | 33.2435 | kWh
15.5227 | 18.4037 | 33.9264 | kWh
15.5227 | 19.8461 | 35.3688 | kWh
12.566 | 21.6026 | 34.1685 | kWh
11.8268 | 23.2891 | 35.1159 | kWh
15.5227 | 24.9711 | 40.4938 | kWh
19.9577 | 26.3319 | 46.2897 | kWh
19.9577 | 26.81 | 46.7678 | kWh
14.7835 | 26.3352 | 41.1187 | kWh
7.3918 | 23.279 | 30.6708 | kWh
0.94 | 22.4215 | 23.3615 | kWh
0.94 | 22.7541 | 23.6941 | kWh
0.94 | 23.3368 | 24.2768 | kWh
0.94 | 23.6162 | 24.5562 | kWh
0.94 | 23.1461 | 24.0861 | kWh
0.94 | 21.6894 | 22.6294 | kWh
0.94 | 19.9358 | 20.8758 | kWh
0.94 | 17.9945 | 18.9345 | kWh
0.94 | 14.4744 | 15.4144 | kWh
0.94 | 10.7976 | 11.7376 | kWh
7.3918 | 8.714 | 16.1057 | kWh
11.8268 | 8.1236 | 19.9504 | kWh
16.2619 | 10.0387 | 26.3005 | kWh
16.2619 | 14.8094 | 31.0713 | kWh
16.2619 | 16.9817 | 33.2435 | kWh
15.5227 | 18.4037 | 33.9264 | kWh
15.5227 | 19.8461 | 35.3688 | kWh
12.566 | 21.6026 | 34.1685 | kWh
11.8268 | 23.2891 | 35.1159 | kWh
15.5227 | 24.9711 | 40.4938 | kWh
19.9577 | 26.3319 | 46.2897 | kWh
19.9577 | 26.81 | 46.7678 | kWh
14.7835 | 26.3352 | 41.1187 | kWh
7.3918 | 23.279 | 30.6708 | kWh
0.94 | 22.4215 | 23.3615 | kWh
0.94 | 22.7541 | 23.6941 | kWh
0.94 | 23.3368 | 24.2768 | kWh
0.94 | 23.6162 | 24.5562 | kWh
0.94 | 23.1461 | 24.0861 | kWh
0.94 | 21.6894 | 22.6294 | kWh
0.94 | 19.9358 | 20.8758 | kWh
0.94 | 17.9945 | 18.9345 | kWh
0.94 | 14.4744 | 15.4144 | kWh
0.94 | 10.7976 | 11.7376 | kWh
7.3918 | 8.714 | 16.1057 | kWh
11.8268 | 8.1236 | 19.9504 | kWh
16.2619 | 10.0387 | 26.3005 | kWh
16.2619 | 14.8094 | 31.0713 | kWh
16.2619 | 16.9817 | 33.2435 | kWh
15.5227 | 18.4037 | 33.9264 | kWh
15.5227 | 19.8461 | 35.3688 | kWh
12.566 | 21.6026 | 34.1685 | kWh
11.8268 | 23.2891 | 35.1159 | kWh
15.5227 | 24.9711 | 40.4938 | kWh
19.9577 | 26.3319 | 46.2897 | kWh
19.9577 | 26.81 | 46.7678 | kWh
14.7835 | 26.3352 | 41.1187 | kWh
7.3918 | 23.279 | 30.6708 | kWh
0.94 | 22.4215 | 23.3615 | kWh
0.94 | 22.7541 | 23.6941 | kWh
0.94 | 23.3368 | 24.2768 | kWh
0.94 | 23.6162 | 24.5562 | kWh
0.94 | 23.1461 | 24.0861 | kWh
0.94 | 21.6894 | 22.6294 | kWh
0.94 | 19.9358 | 20.8758 | kWh
0.94 | 17.9945 | 18.9345 | kWh
0.94 | 14.4744 | 15.4144 | kWh
0.94 | 10.7976 | 11.7376 | kWh
7.3918 | 8.714 | 16.1057 | kWh
11.8268 | 8.1236 | 19.9504 | kWh
16.2619 | 10.0387 | 26.3005 | kWh
16.2619 | 14.8094 | 31.0713 | kWh
16.2619 | 16.9817 | 33.2435 | kWh
15.5227 | 18.4037 | 33.9264 | kWh
15.5227 | 19.8461 | 35.3688 | kWh
12.566 | 21.6026 | 34.1685 | kWh
11.8268 | 23.2891 | 35.1159 | kWh
15.5227 | 24.9711 | 40.4938 | kWh
19.9577 | 26.3319 | 46.2897 | kWh
19.9577 | 26.81 | 46.7678 | kWh
14.7835 | 26.3352 | 41.1187 | kWh
7.3918 | 23.279 | 30.6708 | kWh
0.94 | 22.4215 | 23.3615 | kWh
0.94 | 22.7541 | 23.6941 | kWh
0.94 | 23.3368 | 24.2768 | kWh
0.94 | 23.6162 | 24.5562 | kWh
0.94 | 23.1461 | 24.0861 | kWh
0.94 | 21.6894 | 22.6294 | kWh
0.94 | 19.9358 | 20.8758 | kWh
0.94 | 17.9945 | 18.9345 | kWh
0.94 | 14.4744 | 15.4144 | kWh
0.94 | 10.7976 | 11.7376 | kWh
7.3918 | 8.714 | 16.1057 | kWh
11.8268 | 8.1236 | 19.9504 | kWh
16.2619 | 10.0387 | 26.3005 | kWh
16.2619 | 14.8094 | 31.0713 | kWh
16.2619 | 16.9817 | 33.2435 | kWh
15.5227 | 18.4037 | 33.9264 | kWh
15.5227 | 19.8461 | 35.3688 | kWh
12.566 | 21.6026 | 34.1685 | kWh
11.8268 | 23.2891 | 35.1159 | kWh
15.5227 | 24.9711 | 40.4938 | kWh
19.9577 | 26.3319 | 46.2897 | kWh
19.9577 | 26.81 | 46.7678 | kWh
14.7835 | 26.3352 | 41.1187 | kWh
7.3918 | 23.279 | 30.6708 | kWh
0.94 | 22.4215 | 23.3615 | kWh
0.94 | 22.7541 | 23.6941 | kWh
0.94 | 23.3368 | 24.2768 | kWh
0.94 | 23.6162 | 24.5562 | kWh
0.94 | 29.3065 | 30.2465 | kWh
0.94 | 27.2091 | 28.1491 | kWh
0.94 | 24.2707 | 25.2107 | kWh
0.94 | 20.5017 | 21.4417 | kWh
0.94 | 16.5788 | 17.5188 | kWh
0.94 | 13.4014 | 14.3414 | kWh
0.94 | 10.7273 | 11.6673 | kWh
0.94 | 8.227 | 9.167 | kWh
0.94 | 6.2562 | 7.1962 | kWh
0.94 | 5.09 | 6.03 | kWh
0.94 | 5.1245 | 6.0645 | kWh
0.94 | 6.0222 | 6.9622 | kWh
0.94 | 8.2704 | 9.2104 | kWh
0.94 | 11.2802 | 12.2202 | kWh
0.94 | 14.4549 | 15.3949 | kWh
0.94 | 17.7361 | 18.6761 | kWh
0.94 | 21.1991 | 22.1391 | kWh
0.94 | 25.1191 | 26.0591 | kWh
0.94 | 28.8878 | 29.8278 | kWh
0.94 | 31.4065 | 32.3465 | kWh
0.94 | 32.7107 | 33.6507 | kWh
0.94 | 33.1482 | 34.0882 | kWh
0.94 | 32.561 | 33.501 | kWh
0.94 | 31.2065 | 32.1465 | kWh
0.94 | 29.3065 | 30.2465 | kWh
0.94 | 27.2091 | 28.1491 | kWh
0.94 | 24.2707 | 25.2107 | kWh
0.94 | 20.5017 | 21.4417 | kWh
0.94 | 16.5788 | 17.5188 | kWh
0.94 | 13.4014 | 14.3414 | kWh
0.94 | 10.7273 | 11.6673 | kWh
0.94 | 8.227 | 9.167 | kWh
0.94 | 6.2562 | 7.1962 | kWh
0.94 | 5.09 | 6.03 | kWh
0.94 | 5.1245 | 6.0645 | kWh
0.94 | 6.0222 | 6.9622 | kWh
0.94 | 8.2704 | 9.2104 | kWh
0.94 | 11.2802 | 12.2202 | kWh
0.94 | 14.4549 | 15.3949 | kWh
0.94 | 17.7361 | 18.6761 | kWh
0.94 | 21.1991 | 22.1391 | kWh
0.94 | 25.1191 | 26.0591 | kWh
0.94 | 28.8878 | 29.8278 | kWh
0.94 | 31.4065 | 32.3465 | kWh
0.94 | 32.7107 | 33.6507 | kWh
0.94 | 33.1482 | 34.0882 | kWh
0.94 | 32.561 | 33.501 | kWh
0.94 | 31.2065 | 32.1465 | kWh
0.94 | 23.1461 | 24.0861 | kWh
0.94 | 21.6894 | 22.6294 | kWh
0.94 | 19.9358 | 20.8758 | kWh
0.94 | 17.9945 | 18.9345 | kWh
0.94 | 14.4744 | 15.4144 | kWh
0.94 | 10.7976 | 11.7376 | kWh
7.3918 | 8.714 | 16.1057 | kWh
11.8268 | 8.1236 | 19.9504 | kWh
16.2619 | 10.0387 | 26.3005 | kWh
16.2619 | 14.8094 | 31.0713 | kWh
16.2619 | 16.9817 | 33.2435 | kWh
15.5227 | 18.4037 | 33.9264 | kWh
15.5227 | 19.8461 | 35.3688 | kWh
12.566 | 21.6026 | 34.1685 | kWh
11.8268 | 23.2891 | 35.1159 | kWh
15.5227 | 24.9711 | 40.4938 | kWh
19.9577 | 26.3319 | 46.2897 | kWh
19.9577 | 26.81 | 46.7678 | kWh
14.7835 | 26.3352 | 41.1187 | kWh
7.3918 | 23.279 | 30.6708 | kWh
0.94 | 22.4215 | 23.3615 | kWh
0.94 | 22.7541 | 23.6941 | kWh
0.94 | 23.3368 | 24.2768 | kWh
0.94 | 23.6162 | 24.5562 | kWh
0.94 | 23.1461 | 24.0861 | kWh
0.94 | 21.6894 | 22.6294 | kWh
0.94 | 19.9358 | 20.8758 | kWh
0.94 | 17.9945 | 18.9345 | kWh
0.94 | 14.4744 | 15.4144 | kWh
0.94 | 10.7976 | 11.7376 | kWh
7.3918 | 8.714 | 16.1057 | kWh
11.8268 | 8.1236 | 19.9504 | kWh
16.2619 | 10.0387 | 26.3005 | kWh
16.2619 | 14.8094 | 31.0713 | kWh
16.2619 | 16.9817 | 33.2435 | kWh
15.5227 | 18.4037 | 33.9264 | kWh
15.5227 | 19.8461 | 35.3688 | kWh
12.566 | 21.6026 | 34.1685 | kWh
11.8268 | 23.2891 | 35.1159 | kWh
15.5227 | 24.9711 | 40.4938 | kWh
19.9577 | 26.3319 | 46.2897 | kWh
19.9577 | 26.81 | 46.7678 | kWh
14.7835 | 26.3352 | 41.1187 | kWh
7.3918 | 23.279 | 30.6708 | kWh
0.94 | 22.4215 | 23.3615 | kWh
0.94 | 22.7541 | 23.6941 | kWh
0.94 | 23.3368 | 24.2768 | kWh
0.94 | 23.6162 | 24.5562 | kWh
0.94 | 23.1461 | 24.0861 | kWh
0.94 | 21.6894 | 22.6294 | kWh
0.94 | 19.9358 | 20.8758 | kWh
0.94 | 17.9945 | 18.9345 | kWh
0.94 | 14.4744 | 15.4144 | kWh
0.94 | 10.7976 | 11.7376 | kWh
7.3918 | 8.714 | 16.1057 | kWh
11.8268 | 8.1236 | 19.9504 | kWh
16.2619 | 10.0387 | 26.3005 | kWh
16.2619 | 14.8094 | 31.0713 | kWh
16.2619 | 16.9817 | 33.2435 | kWh
15.5227 | 18.4037 | 33.9264 | kWh
15.5227 | 19.8461 | 35.3688 | kWh
12.566 | 21.6026 | 34.1685 | kWh
11.8268 | 23.2891 | 35.1159 | kWh
15.5227 | 24.9711 | 40.4938 | kWh
19.9577 | 26.3319 | 46.2897 | kWh
19.9577 | 26.81 | 46.7678 | kWh
14.7835 | 26.3352 | 41.1187 | kWh
7.3918 | 23.279 | 30.6708 | kWh
0.94 | 22.4215 | 23.3615 | kWh
0.94 | 22.7541 | 23.6941 | kWh
0.94 | 23.3368 | 24.2768 | kWh
0.94 | 23.6162 | 24.5562 | kWh
0.94 | 23.1461 | 24.0861 | kWh
0.94 | 21.6894 | 22.6294 | kWh
0.94 | 19.9358 | 20.8758 | kWh
0.94 | 17.9945 | 18.9345 | kWh
0.94 | 14.4744 | 15.4144 | kWh
0.94 | 10.7976 | 11.7376 | kWh
7.3918 | 8.714 | 16.1057 | kWh
11.8268 | 8.1236 | 19.9504 | kWh
16.2619 | 10.0387 | 26.3005 | kWh
16.2619 | 14.8094 | 31.0713 | kWh
16.2619 | 16.9817 | 33.2435 | kWh
15.5227 | 18.4037 | 33.9264 | kWh
15.5227 | 19.8461 | 35.3688 | kWh
12.566 | 21.6026 | 34.1685 | kWh
11.8268 | 23.2891 | 35.1159 | kWh
15.5227 | 24.9711 | 40.4938 | kWh
19.9577 | 26.3319 | 46.2897 | kWh
19.9577 | 26.81 | 46.7678 | kWh
14.7835 | 26.3352 | 41.1187 | kWh
7.3918 | 23.279 | 30.6708 | kWh
0.94 | 22.4215 | 23.3615 | kWh
0.94 | 22.7541 | 23.6941 | kWh
0.94 | 23.3368 | 24.2768 | kWh
0.94 | 23.6162 | 24.5562 | kWh
0.94 | 23.1461 | 24.0861 | kWh
0.94 | 21.6894 | 22.6294 | kWh
0.94 | 19.9358 | 20.8758 | kWh
0.94 | 17.9945 | 18.9345 | kWh
0.94 | 14.4744 | 15.4144 | kWh
0.94 | 10.7976 | 11.7376 | kWh
7.3918 | 8.714 | 16.1057 | kWh
11.8268 | 8.1236 | 19.9504 | kWh
16.2619 | 10.0387 | 26.3005 | kWh
16.2619 | 14.8094 | 31.0713 | kWh
16.2619 | 16.9817 | 33.2435 | kWh
15.5227 | 18.4037 | 33.9264 | kWh
15.5227 | 19.8461 | 35.3688 | kWh
12.566 | 21.6026 | 34.1685 | kWh
11.8268 | 23.2891 | 35.1159 | kWh
15.5227 | 24.9711 | 40.4938 | kWh
19.9577 | 26.3319 | 46.2897 | kWh
19.9577 | 26.81 | 46.7678 | kWh
14.7835 | 26.3352 | 41.1187 | kWh
7.3918 | 23.279 | 30.6708 | kWh
0.94 | 22.4215 | 23.3615 | kWh
0.94 | 22.7541 | 23.6941 | kWh
0.94 | 23.3368 | 24.2768 | kWh
0.94 | 23.6162 | 24.5562 | kWh
0.94 | 29.3065 | 30.2465 | kWh
0.94 | 27.2091 | 28.1491 | kWh
0.94 | 24.2707 | 25.2107 | kWh
0.94 | 20.5017 | 21.4417 | kWh
0.94 | 16.5788 | 17.5188 | kWh
0.94 | 13.4014 | 14.3414 | kWh
0.94 | 10.7273 | 11.6673 | kWh
0.94 | 8.227 | 9.167 | kWh
0.94 | 6.2562 | 7.1962 | kWh
0.94 | 5.09 | 6.03 | kWh
0.94 | 5.1245 | 6.0645 | kWh
0.94 | 6.0222 | 6.9622 | kWh
0.94 | 8.2704 | 9.2104 | kWh
0.94 | 11.2802 | 12.2202 | kWh
0.94 | 14.4549 | 15.3949 | kWh
0.94 | 17.7361 | 18.6761 | kWh
0.94 | 21.1991 | 22.1391 | kWh
0.94 | 25.1191 | 26.0591 | kWh
0.94 | 28.8878 | 29.8278 | kWh
0.94 | 31.4065 | 32.3465 | kWh
0.94 | 32.7107 | 33.6507 | kWh
0.94 | 33.1482 | 34.0882 | kWh
0.94 | 32.561 | 33.501 | kWh
0.94 | 31.2065 | 32.1465 | kWh
0.94 | 29.3065 | 30.2465 | kWh
0.94 | 27.2091 | 28.1491 | kWh
0.94 | 24.2707 | 25.2107 | kWh
0.94 | 20.5017 | 21.4417 | kWh
0.94 | 16.5788 | 17.5188 | kWh
0.94 | 13.4014 | 14.3414 | kWh
0.94 | 10.7273 | 11.6673 | kWh
0.94 | 8.227 | 9.167 | kWh
0.94 | 6.2562 | 7.1962 | kWh
0.94 | 5.09 | 6.03 | kWh
0.94 | 5.1245 | 6.0645 | kWh
0.94 | 6.0222 | 6.9622 | kWh
0.94 | 8.2704 | 9.2104 | kWh
0.94 | 11.2802 | 12.2202 | kWh
0.94 | 14.4549 | 15.3949 | kWh
0.94 | 17.7361 | 18.6761 | kWh
0.94 | 21.1991 | 22.1391 | kWh
0.94 | 25.1191 | 26.0591 | kWh
0.94 | 28.8878 | 29.8278 | kWh
0.94 | 31.4065 | 32.3465 | kWh
0.94 | 32.7107 | 33.6507 | kWh
0.94 | 33.1482 | 34.0882 | kWh
0.94 | 32.561 | 33.501 | kWh
0.94 | 31.2065 | 32.1465 | kWh
0.94 | 23.1461 | 24.0861 | kWh
0.94 | 21.6894 | 22.6294 | kWh
0.94 | 19.9358 | 20.8758 | kWh
0.94 | 17.9945 | 18.9345 | kWh
0.94 | 14.4744 | 15.4144 | kWh
0.94 | 10.7976 | 11.7376 | kWh
7.3918 | 8.714 | 16.1057 | kWh
11.8268 | 8.1236 | 19.9504 | kWh
16.2619 | 10.0387 | 26.3005 | kWh
16.2619 | 14.8094 | 31.0713 | kWh
16.2619 | 16.9817 | 33.2435 | kWh
15.5227 | 18.4037 | 33.9264 | kWh
15.5227 | 19.8461 | 35.3688 | kWh
12.566 | 21.6026 | 34.1685 | kWh
11.8268 | 23.2891 | 35.1159 | kWh
15.5227 | 24.9711 | 40.4938 | kWh
19.9577 | 26.3319 | 46.2897 | kWh
19.9577 | 26.81 | 46.7678 | kWh
14.7835 | 26.3352 | 41.1187 | kWh
7.3918 | 23.279 | 30.6708 | kWh
0.94 | 22.4215 | 23.3615 | kWh
0.94 | 22.7541 | 23.6941 | kWh
0.94 | 23.3368 | 24.2768 | kWh
0.94 | 23.6162 | 24.5562 | kWh
0.94 | 23.1461 | 24.0861 | kWh
0.94 | 21.6894 | 22.6294 | kWh
0.94 | 19.9358 | 20.8758 | kWh
0.94 | 17.9945 | 18.9345 | kWh
0.94 | 14.4744 | 15.4144 | kWh
0.94 | 10.7976 | 11.7376 | kWh
7.3918 | 8.714 | 16.1057 | kWh
11.8268 | 8.1236 | 19.9504 | kWh
16.2619 | 10.0387 | 26.3005 | kWh
16.2619 | 14.8094 | 31.0713 | kWh
16.2619 | 16.9817 | 33.2435 | kWh
15.5227 | 18.4037 | 33.9264 | kWh
15.5227 | 19.8461 | 35.3688 | kWh
12.566 | 21.6026 | 34.1685 | kWh
11.8268 | 23.2891 | 35.1159 | kWh
15.5227 | 24.9711 | 40.4938 | kWh
19.9577 | 26.3319 | 46.2897 | kWh
19.9577 | 26.81 | 46.7678 | kWh
14.7835 | 26.3352 | 41.1187 | kWh
7.3918 | 23.279 | 30.6708 | kWh
0.94 | 22.4215 | 23.3615 | kWh
0.94 | 22.7541 | 23.6941 | kWh
0.94 | 23.3368 | 24.2768 | kWh
0.94 | 23.6162 | 24.5562 | kWh
0.94 | 23.1461 | 24.0861 | kWh
0.94 | 21.6894 | 22.6294 | kWh
0.94 | 19.9358 | 20.8758 | kWh
0.94 | 17.9945 | 18.9345 | kWh
0.94 | 14.4744 | 15.4144 | kWh
0.94 | 10.7976 | 11.7376 | kWh
7.3918 | 8.714 | 16.1057 | kWh
11.8268 | 8.1236 | 19.9504 | kWh
16.2619 | 10.0387 | 26.3005 | kWh
16.2619 | 14.8094 | 31.0713 | kWh
16.2619 | 16.9817 | 33.2435 | kWh
15.5227 | 18.4037 | 33.9264 | kWh
15.5227 | 19.8461 | 35.3688 | kWh
12.566 | 21.6026 | 34.1685 | kWh
11.8268 | 23.2891 | 35.1159 | kWh
15.5227 | 24.9711 | 40.4938 | kWh
19.9577 | 26.3319 | 46.2897 | kWh
19.9577 | 26.81 | 46.7678 | kWh
14.7835 | 26.3352 | 41.1187 | kWh
7.3918 | 23.279 | 30.6708 | kWh
0.94 | 22.4215 | 23.3615 | kWh
0.94 | 22.7541 | 23.6941 | kWh
0.94 | 23.3368 | 24.2768 | kWh
0.94 | 23.6162 | 24.5562 | kWh
0.94 | 23.1461 | 24.0861 | kWh
0.94 | 21.6894 | 22.6294 | kWh
0.94 | 19.9358 | 20.8758 | kWh
0.94 | 17.9945 | 18.9345 | kWh
0.94 | 14.4744 | 15.4144 | kWh
0.94 | 10.7976 | 11.7376 | kWh
7.3918 | 8.714 | 16.1057 | kWh
11.8268 | 8.1236 | 19.9504 | kWh
16.2619 | 10.0387 | 26.3005 | kWh
16.2619 | 14.8094 | 31.0713 | kWh
16.2619 | 16.9817 | 33.2435 | kWh
15.5227 | 18.4037 | 33.9264 | kWh
15.5227 | 19.8461 | 35.3688 | kWh
12.566 | 21.6026 | 34.1685 | kWh
11.8268 | 23.2891 | 35.1159 | kWh
15.5227 | 24.9711 | 40.4938 | kWh
19.9577 | 26.3319 | 46.2897 | kWh
19.9577 | 26.81 | 46.7678 | kWh
14.7835 | 26.3352 | 41.1187 | kWh
7.3918 | 23.279 | 30.6708 | kWh
0.94 | 22.4215 | 23.3615 | kWh
0.94 | 22.7541 | 23.6941 | kWh
0.94 | 23.3368 | 24.2768 | kWh
0.94 | 23.6162 | 24.5562 | kWh
0.94 | 23.1461 | 24.0861 | kWh
0.94 | 21.6894 | 22.6294 | kWh
0.94 | 19.9358 | 20.8758 | kWh
0.94 | 17.9945 | 18.9345 | kWh
0.94 | 14.4744 | 15.4144 | kWh
0.94 | 10.7976 | 11.7376 | kWh
7.3918 | 8.714 | 16.1057 | kWh
11.8268 | 8.1236 | 19.9504 | kWh
16.2619 | 10.0387 | 26.3005 | kWh
16.2619 | 14.8094 | 31.0713 | kWh
16.2619 | 16.9817 | 33.2435 | kWh
15.5227 | 18.4037 | 33.9264 | kWh
15.5227 | 19.8461 | 35.3688 | kWh
12.566 | 21.6026 | 34.1685 | kWh
11.8268 | 23.2891 | 35.1159 | kWh
15.5227 | 24.9711 | 40.4938 | kWh
19.9577 | 26.3319 | 46.2897 | kWh
19.9577 | 26.81 | 46.7678 | kWh
14.7835 | 26.3352 | 41.1187 | kWh
7.3918 | 23.279 | 30.6708 | kWh
0.94 | 22.4215 | 23.3615 | kWh
0.94 | 22.7541 | 23.6941 | kWh
0.94 | 23.3368 | 24.2768 | kWh
0.94 | 23.6162 | 24.5562 | kWh
0.94 | 29.3065 | 30.2465 | kWh
0.94 | 27.2091 | 28.1491 | kWh
0.94 | 24.2707 | 25.2107 | kWh
0.94 | 20.5017 | 21.4417 | kWh
0.94 | 16.5788 | 17.5188 | kWh
0.94 | 13.4014 | 14.3414 | kWh
0.94 | 10.7273 | 11.6673 | kWh
0.94 | 8.227 | 9.167 | kWh
0.94 | 6.2562 | 7.1962 | kWh
0.94 | 5.09 | 6.03 | kWh
0.94 | 5.1245 | 6.0645 | kWh
0.94 | 6.0222 | 6.9622 | kWh
0.94 | 8.2704 | 9.2104 | kWh
0.94 | 11.2802 | 12.2202 | kWh
0.94 | 14.4549 | 15.3949 | kWh
0.94 | 17.7361 | 18.6761 | kWh
0.94 | 21.1991 | 22.1391 | kWh
0.94 | 25.1191 | 26.0591 | kWh
0.94 | 28.8878 | 29.8278 | kWh
0.94 | 31.4065 | 32.3465 | kWh
0.94 | 32.7107 | 33.6507 | kWh
0.94 | 33.1482 | 34.0882 | kWh
0.94 | 32.561 | 33.501 | kWh
0.94 | 31.2065 | 32.1465 | kWh
0.94 | 29.3065 | 30.2465 | kWh
0.94 | 27.2091 | 28.1491 | kWh
0.94 | 24.2707 | 25.2107 | kWh
0.94 | 20.5017 | 21.4417 | kWh
0.94 | 16.5788 | 17.5188 | kWh
0.94 | 13.4014 | 14.3414 | kWh
0.94 | 10.7273 | 11.6673 | kWh
0.94 | 8.227 | 9.167 | kWh
0.94 | 6.2562 | 7.1962 | kWh
0.94 | 5.09 | 6.03 | kWh
0.94 | 5.1245 | 6.0645 | kWh
0.94 | 6.0222 | 6.9622 | kWh
0.94 | 8.2704 | 9.2104 | kWh
0.94 | 11.2802 | 12.2202 | kWh
0.94 | 14.4549 | 15.3949 | kWh
0.94 | 17.7361 | 18.6761 | kWh
0.94 | 21.1991 | 22.1391 | kWh
0.94 | 25.1191 | 26.0591 | kWh
0.94 | 28.8878 | 29.8278 | kWh
0.94 | 31.4065 | 32.3465 | kWh
0.94 | 32.7107 | 33.6507 | kWh
0.94 | 33.1482 | 34.0882 | kWh
0.94 | 32.561 | 33.501 | kWh
0.94 | 31.2065 | 32.1465 | kWh
0.94 | 23.1461 | 24.0861 | kWh
0.94 | 21.6894 | 22.6294 | kWh
0.94 | 19.9358 | 20.8758 | kWh
0.94 | 17.9945 | 18.9345 | kWh
0.94 | 14.4744 | 15.4144 | kWh
0.94 | 10.7976 | 11.7376 | kWh
7.3918 | 8.714 | 16.1057 | kWh
11.8268 | 8.1236 | 19.9504 | kWh
16.2619 | 10.0387 | 26.3005 | kWh
16.2619 | 14.8094 | 31.0713 | kWh
16.2619 | 16.9817 | 33.2435 | kWh
15.5227 | 18.4037 | 33.9264 | kWh
15.5227 | 19.8461 | 35.3688 | kWh
12.566 | 21.6026 | 34.1685 | kWh
11.8268 | 23.2891 | 35.1159 | kWh
15.5227 | 24.9711 | 40.4938 | kWh
19.9577 | 26.3319 | 46.2897 | kWh
19.9577 | 26.81 | 46.7678 | kWh
14.7835 | 26.3352 | 41.1187 | kWh
7.3918 | 23.279 | 30.6708 | kWh
0.94 | 22.4215 | 23.3615 | kWh
0.94 | 22.7541 | 23.6941 | kWh
0.94 | 23.3368 | 24.2768 | kWh
0.94 | 23.6162 | 24.5562 | kWh
0.94 | 23.1461 | 24.0861 | kWh
0.94 | 21.6894 | 22.6294 | kWh
0.94 | 19.9358 | 20.8758 | kWh
0.94 | 17.9945 | 18.9345 | kWh
0.94 | 14.4744 | 15.4144 | kWh
0.94 | 10.7976 | 11.7376 | kWh
7.3918 | 8.714 | 16.1057 | kWh
11.8268 | 8.1236 | 19.9504 | kWh
16.2619 | 10.0387 | 26.3005 | kWh
16.2619 | 14.8094 | 31.0713 | kWh
16.2619 | 16.9817 | 33.2435 | kWh
15.5227 | 18.4037 | 33.9264 | kWh
15.5227 | 19.8461 | 35.3688 | kWh
12.566 | 21.6026 | 34.1685 | kWh
11.8268 | 23.2891 | 35.1159 | kWh
15.5227 | 24.9711 | 40.4938 | kWh
19.9577 | 26.3319 | 46.2897 | kWh
19.9577 | 26.81 | 46.7678 | kWh
14.7835 | 26.3352 | 41.1187 | kWh
7.3918 | 23.279 | 30.6708 | kWh
0.94 | 22.4215 | 23.3615 | kWh
0.94 | 22.7541 | 23.6941 | kWh
0.94 | 23.3368 | 24.2768 | kWh
0.94 | 23.6162 | 24.5562 | kWh
0.94 | 23.1461 | 24.0861 | kWh
0.94 | 21.6894 | 22.6294 | kWh
0.94 | 19.9358 | 20.8758 | kWh
0.94 | 17.9945 | 18.9345 | kWh
0.94 | 14.4744 | 15.4144 | kWh
0.94 | 10.7976 | 11.7376 | kWh
7.3918 | 8.714 | 16.1057 | kWh
11.8268 | 8.1236 | 19.9504 | kWh
16.2619 | 10.0387 | 26.3005 | kWh
16.2619 | 14.8094 | 31.0713 | kWh
16.2619 | 16.9817 | 33.2435 | kWh
15.5227 | 18.4037 | 33.9264 | kWh
15.5227 | 19.8461 | 35.3688 | kWh
12.566 | 21.6026 | 34.1685 | kWh
11.8268 | 23.2891 | 35.1159 | kWh
15.5227 | 24.9711 | 40.4938 | kWh
19.9577 | 26.3319 | 46.2897 | kWh
19.9577 | 26.81 | 46.7678 | kWh
14.7835 | 26.3352 | 41.1187 | kWh
7.3918 | 23.279 | 30.6708 | kWh
0.94 | 22.4215 | 23.3615 | kWh
0.94 | 22.7541 | 23.6941 | kWh
0.94 | 23.3368 | 24.2768 | kWh
0.94 | 23.6162 | 24.5562 | kWh
0.94 | 23.1461 | 24.0861 | kWh
0.94 | 21.6894 | 22.6294 | kWh
0.94 | 19.9358 | 20.8758 | kWh
0.94 | 17.9945 | 18.9345 | kWh
0.94 | 14.4744 | 15.4144 | kWh
0.94 | 10.7976 | 11.7376 | kWh
7.3918 | 8.714 | 16.1057 | kWh
11.8268 | 8.1236 | 19.9504 | kWh
16.2619 | 10.0387 | 26.3005 | kWh
16.2619 | 14.8094 | 31.0713 | kWh
16.2619 | 16.9817 | 33.2435 | kWh
15.5227 | 18.4037 | 33.9264 | kWh
15.5227 | 19.8461 | 35.3688 | kWh
12.566 | 21.6026 | 34.1685 | kWh
11.8268 | 23.2891 | 35.1159 | kWh
15.5227 | 24.9711 | 40.4938 | kWh
19.9577 | 26.3319 | 46.2897 | kWh
19.9577 | 26.81 | 46.7678 | kWh
14.7835 | 26.3352 | 41.1187 | kWh
7.3918 | 23.279 | 30.6708 | kWh
0.94 | 22.4215 | 23.3615 | kWh
0.94 | 22.7541 | 23.6941 | kWh
0.94 | 23.3368 | 24.2768 | kWh
0.94 | 23.6162 | 24.5562 | kWh
0.94 | 23.1461 | 24.0861 | kWh
0.94 | 21.6894 | 22.6294 | kWh
0.94 | 19.9358 | 20.8758 | kWh
0.94 | 17.9945 | 18.9345 | kWh
0.94 | 14.4744 | 15.4144 | kWh
0.94 | 10.7976 | 11.7376 | kWh
7.3918 | 8.714 | 16.1057 | kWh
11.8268 | 8.1236 | 19.9504 | kWh
16.2619 | 10.0387 | 26.3005 | kWh
16.2619 | 14.8094 | 31.0713 | kWh
16.2619 | 16.9817 | 33.2435 | kWh
15.5227 | 18.4037 | 33.9264 | kWh
15.5227 | 19.8461 | 35.3688 | kWh
12.566 | 21.6026 | 34.1685 | kWh
11.8268 | 23.2891 | 35.1159 | kWh
15.5227 | 24.9711 | 40.4938 | kWh
19.9577 | 26.3319 | 46.2897 | kWh
19.9577 | 26.81 | 46.7678 | kWh
14.7835 | 26.3352 | 41.1187 | kWh
7.3918 | 23.279 | 30.6708 | kWh
0.94 | 22.4215 | 23.3615 | kWh
0.94 | 22.7541 | 23.6941 | kWh
0.94 | 23.3368 | 24.2768 | kWh
0.94 | 23.6162 | 24.5562 | kWh
0.94 | 29.3065 | 30.2465 | kWh
0.94 | 27.2091 | 28.1491 | kWh
0.94 | 24.2707 | 25.2107 | kWh
0.94 | 20.5017 | 21.4417 | kWh
0.94 | 16.5788 | 17.5188 | kWh
0.94 | 13.4014 | 14.3414 | kWh
0.94 | 10.7273 | 11.6673 | kWh
0.94 | 8.227 | 9.167 | kWh
0.94 | 6.2562 | 7.1962 | kWh
0.94 | 5.09 | 6.03 | kWh
0.94 | 5.1245 | 6.0645 | kWh
0.94 | 6.0222 | 6.9622 | kWh
0.94 | 8.2704 | 9.2104 | kWh
0.94 | 11.2802 | 12.2202 | kWh
0.94 | 14.4549 | 15.3949 | kWh
0.94 | 17.7361 | 18.6761 | kWh
0.94 | 21.1991 | 22.1391 | kWh
0.94 | 25.1191 | 26.0591 | kWh
0.94 | 28.8878 | 29.8278 | kWh
0.94 | 31.4065 | 32.3465 | kWh
0.94 | 32.7107 | 33.6507 | kWh
0.94 | 33.1482 | 34.0882 | kWh
0.94 | 32.561 | 33.501 | kWh
0.94 | 31.2065 | 32.1465 | kWh
0.94 | 29.3065 | 30.2465 | kWh
0.94 | 27.2091 | 28.1491 | kWh
0.94 | 24.2707 | 25.2107 | kWh
0.94 | 20.5017 | 21.4417 | kWh
0.94 | 16.5788 | 17.5188 | kWh
0.94 | 13.4014 | 14.3414 | kWh
0.94 | 10.7273 | 11.6673 | kWh
0.94 | 8.227 | 9.167 | kWh
0.94 | 6.2562 | 7.1962 | kWh
0.94 | 5.09 | 6.03 | kWh
0.94 | 5.1245 | 6.0645 | kWh
0.94 | 6.0222 | 6.9622 | kWh
0.94 | 8.2704 | 9.2104 | kWh
0.94 | 11.2802 | 12.2202 | kWh
0.94 | 14.4549 | 15.3949 | kWh
0.94 | 17.7361 | 18.6761 | kWh
0.94 | 21.1991 | 22.1391 | kWh
0.94 | 25.1191 | 26.0591 | kWh
0.94 | 28.8878 | 29.8278 | kWh
0.94 | 31.4065 | 32.3465 | kWh
0.94 | 32.7107 | 33.6507 | kWh
0.94 | 33.1482 | 34.0882 | kWh
0.94 | 32.561 | 33.501 | kWh
0.94 | 31.2065 | 32.1465 | kWh
0.94 | 23.1461 | 24.0861 | kWh
0.94 | 21.6894 | 22.6294 | kWh
0.94 | 19.9358 | 20.8758 | kWh
0.94 | 17.9945 | 18.9345 | kWh
0.94 | 14.4744 | 15.4144 | kWh
0.94 | 10.7976 | 11.7376 | kWh
7.3918 | 8.714 | 16.1057 | kWh
11.8268 | 8.1236 | 19.9504 | kWh
16.2619 | 10.0387 | 26.3005 | kWh
16.2619 | 14.8094 | 31.0713 | kWh
16.2619 | 16.9817 | 33.2435 | kWh
15.5227 | 18.4037 | 33.9264 | kWh
15.5227 | 19.8461 | 35.3688 | kWh
12.566 | 21.6026 | 34.1685 | kWh
11.8268 | 23.2891 | 35.1159 | kWh
15.5227 | 24.9711 | 40.4938 | kWh
19.9577 | 26.3319 | 46.2897 | kWh
19.9577 | 26.81 | 46.7678 | kWh
14.7835 | 26.3352 | 41.1187 | kWh
7.3918 | 23.279 | 30.6708 | kWh
0.94 | 22.4215 | 23.3615 | kWh
0.94 | 22.7541 | 23.6941 | kWh
0.94 | 23.3368 | 24.2768 | kWh
0.94 | 23.6162 | 24.5562 | kWh
0.94 | 23.1461 | 24.0861 | kWh
0.94 | 21.6894 | 22.6294 | kWh
0.94 | 19.9358 | 20.8758 | kWh
0.94 | 17.9945 | 18.9345 | kWh
0.94 | 14.4744 | 15.4144 | kWh
0.94 | 10.7976 | 11.7376 | kWh
7.3918 | 8.714 | 16.1057 | kWh
11.8268 | 8.1236 | 19.9504 | kWh
16.2619 | 10.0387 | 26.3005 | kWh
16.2619 | 14.8094 | 31.0713 | kWh
16.2619 | 16.9817 | 33.2435 | kWh
15.5227 | 18.4037 | 33.9264 | kWh
15.5227 | 19.8461 | 35.3688 | kWh
12.566 | 21.6026 | 34.1685 | kWh
11.8268 | 23.2891 | 35.1159 | kWh
15.5227 | 24.9711 | 40.4938 | kWh
19.9577 | 26.3319 | 46.2897 | kWh
19.9577 | 26.81 | 46.7678 | kWh
14.7835 | 26.3352 | 41.1187 | kWh
7.3918 | 23.279 | 30.6708 | kWh
0.94 | 22.4215 | 23.3615 | kWh
0.94 | 22.7541 | 23.6941 | kWh
0.94 | 23.3368 | 24.2768 | kWh
0.94 | 23.6162 | 24.5562 | kWh
0.94 | 23.1461 | 24.0861 | kWh
0.94 | 21.6894 | 22.6294 | kWh
0.94 | 19.9358 | 20.8758 | kWh
0.94 | 17.9945 | 18.9345 | kWh
0.94 | 14.4744 | 15.4144 | kWh
0.94 | 10.7976 | 11.7376 | kWh
7.3918 | 8.714 | 16.1057 | kWh
11.8268 | 8.1236 | 19.9504 | kWh
16.2619 | 10.0387 | 26.3005 | kWh
16.2619 | 14.8094 | 31.0713 | kWh
16.2619 | 16.9817 | 33.2435 | kWh
15.5227 | 18.4037 | 33.9264 | kWh
15.5227 | 19.8461 | 35.3688 | kWh
12.566 | 21.6026 | 34.1685 | kWh
11.8268 | 23.2891 | 35.1159 | kWh
15.5227 | 24.9711 | 40.4938 | kWh
19.9577 | 26.3319 | 46.2897 | kWh
19.9577 | 26.81 | 46.7678 | kWh
14.7835 | 26.3352 | 41.1187 | kWh
7.3918 | 23.279 | 30.6708 | kWh
0.94 | 22.4215 | 23.3615 | kWh
0.94 | 22.7541 | 23.6941 | kWh
0.94 | 23.3368 | 24.2768 | kWh
0.94 | 23.6162 | 24.5562 | kWh
0.94 | 23.1461 | 24.0861 | kWh
0.94 | 21.6894 | 22.6294 | kWh
0.94 | 19.9358 | 20.8758 | kWh
0.94 | 17.9945 | 18.9345 | kWh
0.94 | 14.4744 | 15.4144 | kWh
0.94 | 10.7976 | 11.7376 | kWh
7.3918 | 8.714 | 16.1057 | kWh
11.8268 | 8.1236 | 19.9504 | kWh
16.2619 | 10.0387 | 26.3005 | kWh
16.2619 | 14.8094 | 31.0713 | kWh
16.2619 | 16.9817 | 33.2435 | kWh
15.5227 | 18.4037 | 33.9264 | kWh
15.5227 | 19.8461 | 35.3688 | kWh
12.566 | 21.6026 | 34.1685 | kWh
11.8268 | 23.2891 | 35.1159 | kWh
15.5227 | 24.9711 | 40.4938 | kWh
19.9577 | 26.3319 | 46.2897 | kWh
19.9577 | 26.81 | 46.7678 | kWh
14.7835 | 26.3352 | 41.1187 | kWh
7.3918 | 23.279 | 30.6708 | kWh
0.94 | 22.4215 | 23.3615 | kWh
0.94 | 22.7541 | 23.6941 | kWh
0.94 | 23.3368 | 24.2768 | kWh
0.94 | 23.6162 | 24.5562 | kWh
0.94 | 23.1461 | 24.0861 | kWh
0.94 | 21.6894 | 22.6294 | kWh
0.94 | 19.9358 | 20.8758 | kWh
0.94 | 17.9945 | 18.9345 | kWh
0.94 | 14.4744 | 15.4144 | kWh
0.94 | 10.7976 | 11.7376 | kWh
7.3918 | 8.714 | 16.1057 | kWh
11.8268 | 8.1236 | 19.9504 | kWh
16.2619 | 10.0387 | 26.3005 | kWh
16.2619 | 14.8094 | 31.0713 | kWh
16.2619 | 16.9817 | 33.2435 | kWh
15.5227 | 18.4037 | 33.9264 | kWh
15.5227 | 19.8461 | 35.3688 | kWh
12.566 | 21.6026 | 34.1685 | kWh
11.8268 | 23.2891 | 35.1159 | kWh
15.5227 | 24.9711 | 40.4938 | kWh
19.9577 | 26.3319 | 46.2897 | kWh
19.9577 | 26.81 | 46.7678 | kWh
14.7835 | 26.3352 | 41.1187 | kWh
7.3918 | 23.279 | 30.6708 | kWh
0.94 | 22.4215 | 23.3615 | kWh
0.94 | 22.7541 | 23.6941 | kWh
0.94 | 23.3368 | 24.2768 | kWh
0.94 | 23.6162 | 24.5562 | kWh
0.94 | 29.3065 | 30.2465 | kWh
0.94 | 27.2091 | 28.1491 | kWh
0.94 | 24.2707 | 25.2107 | kWh
0.94 | 20.5017 | 21.4417 | kWh
0.94 | 16.5788 | 17.5188 | kWh
0.94 | 13.4014 | 14.3414 | kWh
0.94 | 10.7273 | 11.6673 | kWh
0.94 | 8.227 | 9.167 | kWh
0.94 | 6.2562 | 7.1962 | kWh
0.94 | 5.09 | 6.03 | kWh
0.94 | 5.1245 | 6.0645 | kWh
0.94 | 6.0222 | 6.9622 | kWh
0.94 | 8.2704 | 9.2104 | kWh
0.94 | 11.2802 | 12.2202 | kWh
0.94 | 14.4549 | 15.3949 | kWh
0.94 | 17.7361 | 18.6761 | kWh
0.94 | 21.1991 | 22.1391 | kWh
0.94 | 25.1191 | 26.0591 | kWh
0.94 | 28.8878 | 29.8278 | kWh
0.94 | 31.4065 | 32.3465 | kWh
0.94 | 32.7107 | 33.6507 | kWh
0.94 | 33.1482 | 34.0882 | kWh
0.94 | 32.561 | 33.501 | kWh
0.94 | 31.2065 | 32.1465 | kWh
0.94 | 29.3065 | 30.2465 | kWh
0.94 | 27.2091 | 28.1491 | kWh
0.94 | 24.2707 | 25.2107 | kWh
0.94 | 20.5017 | 21.4417 | kWh
0.94 | 16.5788 | 17.5188 | kWh
0.94 | 13.4014 | 14.3414 | kWh
0.94 | 10.7273 | 11.6673 | kWh
0.94 | 8.227 | 9.167 | kWh
0.94 | 6.2562 | 7.1962 | kWh
0.94 | 5.09 | 6.03 | kWh
0.94 | 5.1245 | 6.0645 | kWh
0.94 | 6.0222 | 6.9622 | kWh
0.94 | 8.2704 | 9.2104 | kWh
0.94 | 11.2802 | 12.2202 | kWh
0.94 | 14.4549 | 15.3949 | kWh
0.94 | 17.7361 | 18.6761 | kWh
0.94 | 21.1991 | 22.1391 | kWh
0.94 | 25.1191 | 26.0591 | kWh
0.94 | 28.8878 | 29.8278 | kWh
0.94 | 31.4065 | 32.3465 | kWh
0.94 | 32.7107 | 33.6507 | kWh
0.94 | 33.1482 | 34.0882 | kWh
0.94 | 32.561 | 33.501 | kWh
0.94 | 31.2065 | 32.1465 | kWh
0.94 | 23.1461 | 24.0861 | kWh
0.94 | 21.6894 | 22.6294 | kWh
0.94 | 19.9358 | 20.8758 | kWh
0.94 | 17.9945 | 18.9345 | kWh
0.94 | 14.4744 | 15.4144 | kWh
0.94 | 10.7976 | 11.7376 | kWh
7.3918 | 8.714 | 16.1057 | kWh
11.8268 | 8.1236 | 19.9504 | kWh
16.2619 | 10.0387 | 26.3005 | kWh
16.2619 | 14.8094 | 31.0713 | kWh
16.2619 | 16.9817 | 33.2435 | kWh
15.5227 | 18.4037 | 33.9264 | kWh
15.5227 | 19.8461 | 35.3688 | kWh
12.566 | 21.6026 | 34.1685 | kWh
11.8268 | 23.2891 | 35.1159 | kWh
15.5227 | 24.9711 | 40.4938 | kWh
19.9577 | 26.3319 | 46.2897 | kWh
19.9577 | 26.81 | 46.7678 | kWh
14.7835 | 26.3352 | 41.1187 | kWh
7.3918 | 23.279 | 30.6708 | kWh
0.94 | 22.4215 | 23.3615 | kWh
0.94 | 22.7541 | 23.6941 | kWh
0.94 | 23.3368 | 24.2768 | kWh
0.94 | 23.6162 | 24.5562 | kWh
0.94 | 23.1461 | 24.0861 | kWh
0.94 | 21.6894 | 22.6294 | kWh
0.94 | 19.9358 | 20.8758 | kWh
0.94 | 17.9945 | 18.9345 | kWh
0.94 | 14.4744 | 15.4144 | kWh
0.94 | 10.7976 | 11.7376 | kWh
7.3918 | 8.714 | 16.1057 | kWh
11.8268 | 8.1236 | 19.9504 | kWh
16.2619 | 10.0387 | 26.3005 | kWh
16.2619 | 14.8094 | 31.0713 | kWh
16.2619 | 16.9817 | 33.2435 | kWh
15.5227 | 18.4037 | 33.9264 | kWh
15.5227 | 19.8461 | 35.3688 | kWh
12.566 | 21.6026 | 34.1685 | kWh
11.8268 | 23.2891 | 35.1159 | kWh
15.5227 | 24.9711 | 40.4938 | kWh
19.9577 | 26.3319 | 46.2897 | kWh
19.9577 | 26.81 | 46.7678 | kWh
14.7835 | 26.3352 | 41.1187 | kWh
7.3918 | 23.279 | 30.6708 | kWh
0.94 | 22.4215 | 23.3615 | kWh
0.94 | 22.7541 | 23.6941 | kWh
0.94 | 23.3368 | 24.2768 | kWh
0.94 | 23.6162 | 24.5562 | kWh
0.94 | 23.1461 | 24.0861 | kWh
0.94 | 21.6894 | 22.6294 | kWh
0.94 | 19.9358 | 20.8758 | kWh
0.94 | 17.9945 | 18.9345 | kWh
0.94 | 14.4744 | 15.4144 | kWh
0.94 | 10.7976 | 11.7376 | kWh
7.3918 | 8.714 | 16.1057 | kWh
11.8268 | 8.1236 | 19.9504 | kWh
16.2619 | 10.0387 | 26.3005 | kWh
16.2619 | 14.8094 | 31.0713 | kWh
16.2619 | 16.9817 | 33.2435 | kWh
15.5227 | 18.4037 | 33.9264 | kWh
15.5227 | 19.8461 | 35.3688 | kWh
12.566 | 21.6026 | 34.1685 | kWh
11.8268 | 23.2891 | 35.1159 | kWh
15.5227 | 24.9711 | 40.4938 | kWh
19.9577 | 26.3319 | 46.2897 | kWh
19.9577 | 26.81 | 46.7678 | kWh
14.7835 | 26.3352 | 41.1187 | kWh
7.3918 | 23.279 | 30.6708 | kWh
0.94 | 22.4215 | 23.3615 | kWh
0.94 | 22.7541 | 23.6941 | kWh
0.94 | 23.3368 | 24.2768 | kWh
0.94 | 23.6162 | 24.5562 | kWh
0.94 | 23.1461 | 24.0861 | kWh
0.94 | 21.6894 | 22.6294 | kWh
0.94 | 19.9358 | 20.8758 | kWh
0.94 | 17.9945 | 18.9345 | kWh
0.94 | 14.4744 | 15.4144 | kWh
0.94 | 10.7976 | 11.7376 | kWh
7.3918 | 8.714 | 16.1057 | kWh
11.8268 | 8.1236 | 19.9504 | kWh
16.2619 | 10.0387 | 26.3005 | kWh
16.2619 | 14.8094 | 31.0713 | kWh
16.2619 | 16.9817 | 33.2435 | kWh
15.5227 | 18.4037 | 33.9264 | kWh
15.5227 | 19.8461 | 35.3688 | kWh
12.566 | 21.6026 | 34.1685 | kWh
11.8268 | 23.2891 | 35.1159 | kWh
15.5227 | 24.9711 | 40.4938 | kWh
19.9577 | 26.3319 | 46.2897 | kWh
19.9577 | 26.81 | 46.7678 | kWh
14.7835 | 26.3352 | 41.1187 | kWh
7.3918 | 23.279 | 30.6708 | kWh
0.94 | 22.4215 | 23.3615 | kWh
0.94 | 22.7541 | 23.6941 | kWh
0.94 | 23.3368 | 24.2768 | kWh
0.94 | 23.6162 | 24.5562 | kWh
0.94 | 23.1461 | 24.0861 | kWh
0.94 | 21.6894 | 22.6294 | kWh
0.94 | 19.9358 | 20.8758 | kWh
0.94 | 17.9945 | 18.9345 | kWh
0.94 | 14.4744 | 15.4144 | kWh
0.94 | 10.7976 | 11.7376 | kWh
7.3918 | 8.714 | 16.1057 | kWh
11.8268 | 8.1236 | 19.9504 | kWh
16.2619 | 10.0387 | 26.3005 | kWh
16.2619 | 14.8094 | 31.0713 | kWh
16.2619 | 16.9817 | 33.2435 | kWh
15.5227 | 18.4037 | 33.9264 | kWh
15.5227 | 19.8461 | 35.3688 | kWh
12.566 | 21.6026 | 34.1685 | kWh
11.8268 | 23.2891 | 35.1159 | kWh
15.5227 | 24.9711 | 40.4938 | kWh
19.9577 | 26.3319 | 46.2897 | kWh
19.9577 | 26.81 | 46.7678 | kWh
14.7835 | 26.3352 | 41.1187 | kWh
7.3918 | 23.279 | 30.6708 | kWh
0.94 | 22.4215 | 23.3615 | kWh
0.94 | 22.7541 | 23.6941 | kWh
0.94 | 23.3368 | 24.2768 | kWh
0.94 | 23.6162 | 24.5562 | kWh
0.94 | 29.3065 | 30.2465 | kWh
0.94 | 27.2091 | 28.1491 | kWh
0.94 | 24.2707 | 25.2107 | kWh
0.94 | 20.5017 | 21.4417 | kWh
0.94 | 16.5788 | 17.5188 | kWh
0.94 | 13.4014 | 14.3414 | kWh
0.94 | 10.7273 | 11.6673 | kWh
0.94 | 8.227 | 9.167 | kWh
0.94 | 6.2562 | 7.1962 | kWh
0.94 | 5.09 | 6.03 | kWh
0.94 | 5.1245 | 6.0645 | kWh
0.94 | 6.0222 | 6.9622 | kWh
0.94 | 8.2704 | 9.2104 | kWh
0.94 | 11.2802 | 12.2202 | kWh
0.94 | 14.4549 | 15.3949 | kWh
0.94 | 17.7361 | 18.6761 | kWh
0.94 | 21.1991 | 22.1391 | kWh
0.94 | 25.1191 | 26.0591 | kWh
0.94 | 28.8878 | 29.8278 | kWh
0.94 | 31.4065 | 32.3465 | kWh
0.94 | 32.7107 | 33.6507 | kWh
0.94 | 33.1482 | 34.0882 | kWh
0.94 | 32.561 | 33.501 | kWh
0.94 | 31.2065 | 32.1465 | kWh
0.94 | 29.3065 | 30.2465 | kWh
0.94 | 27.2091 | 28.1491 | kWh
0.94 | 24.2707 | 25.2107 | kWh
0.94 | 20.5017 | 21.4417 | kWh
0.94 | 16.5788 | 17.5188 | kWh
0.94 | 13.4014 | 14.3414 | kWh
0.94 | 10.7273 | 11.6673 | kWh
0.94 | 8.227 | 9.167 | kWh
0.94 | 6.2562 | 7.1962 | kWh
0.94 | 5.09 | 6.03 | kWh
0.94 | 5.1245 | 6.0645 | kWh
0.94 | 6.0222 | 6.9622 | kWh
0.94 | 8.2704 | 9.2104 | kWh
0.94 | 11.2802 | 12.2202 | kWh
0.94 | 14.4549 | 15.3949 | kWh
0.94 | 17.7361 | 18.6761 | kWh
0.94 | 21.1991 | 22.1391 | kWh
0.94 | 25.1191 | 26.0591 | kWh
0.94 | 28.8878 | 29.8278 | kWh
0.94 | 31.4065 | 32.3465 | kWh
0.94 | 32.7107 | 33.6507 | kWh
0.94 | 33.1482 | 34.0882 | kWh
0.94 | 32.561 | 33.501 | kWh
0.94 | 31.2065 | 32.1465 | kWh
0.94 | 23.1461 | 24.0861 | kWh
0.94 | 21.6894 | 22.6294 | kWh
0.94 | 19.9358 | 20.8758 | kWh
0.94 | 17.9945 | 18.9345 | kWh
0.94 | 14.4744 | 15.4144 | kWh
0.94 | 10.7976 | 11.7376 | kWh
7.3918 | 8.714 | 16.1057 | kWh
11.8268 | 8.1236 | 19.9504 | kWh
16.2619 | 10.0387 | 26.3005 | kWh
16.2619 | 14.8094 | 31.0713 | kWh
16.2619 | 16.9817 | 33.2435 | kWh
15.5227 | 18.4037 | 33.9264 | kWh
15.5227 | 19.8461 | 35.3688 | kWh
12.566 | 21.6026 | 34.1685 | kWh
11.8268 | 23.2891 | 35.1159 | kWh
15.5227 | 24.9711 | 40.4938 | kWh
19.9577 | 26.3319 | 46.2897 | kWh
19.9577 | 26.81 | 46.7678 | kWh
14.7835 | 26.3352 | 41.1187 | kWh
7.3918 | 23.279 | 30.6708 | kWh
0.94 | 22.4215 | 23.3615 | kWh
0.94 | 22.7541 | 23.6941 | kWh
0.94 | 23.3368 | 24.2768 | kWh
0.94 | 23.6162 | 24.5562 | kWh
0.94 | 23.1461 | 24.0861 | kWh
0.94 | 21.6894 | 22.6294 | kWh
0.94 | 19.9358 | 20.8758 | kWh
0.94 | 17.9945 | 18.9345 | kWh
0.94 | 14.4744 | 15.4144 | kWh
0.94 | 10.7976 | 11.7376 | kWh
7.3918 | 8.714 | 16.1057 | kWh
11.8268 | 8.1236 | 19.9504 | kWh
16.2619 | 10.0387 | 26.3005 | kWh
16.2619 | 14.8094 | 31.0713 | kWh
16.2619 | 16.9817 | 33.2435 | kWh
15.5227 | 18.4037 | 33.9264 | kWh
15.5227 | 19.8461 | 35.3688 | kWh
12.566 | 21.6026 | 34.1685 | kWh
11.8268 | 23.2891 | 35.1159 | kWh
15.5227 | 24.9711 | 40.4938 | kWh
19.9577 | 26.3319 | 46.2897 | kWh
19.9577 | 26.81 | 46.7678 | kWh
14.7835 | 26.3352 | 41.1187 | kWh
7.3918 | 23.279 | 30.6708 | kWh
0.94 | 22.4215 | 23.3615 | kWh
0.94 | 22.7541 | 23.6941 | kWh
0.94 | 23.3368 | 24.2768 | kWh
0.94 | 23.6162 | 24.5562 | kWh
0.94 | 23.1461 | 24.0861 | kWh
0.94 | 21.6894 | 22.6294 | kWh
0.94 | 19.9358 | 20.8758 | kWh
0.94 | 17.9945 | 18.9345 | kWh
0.94 | 14.4744 | 15.4144 | kWh
0.94 | 10.7976 | 11.7376 | kWh
7.3918 | 8.714 | 16.1057 | kWh
11.8268 | 8.1236 | 19.9504 | kWh
16.2619 | 10.0387 | 26.3005 | kWh
16.2619 | 14.8094 | 31.0713 | kWh
16.2619 | 16.9817 | 33.2435 | kWh
15.5227 | 18.4037 | 33.9264 | kWh
15.5227 | 19.8461 | 35.3688 | kWh
12.566 | 21.6026 | 34.1685 | kWh
11.8268 | 23.2891 | 35.1159 | kWh
15.5227 | 24.9711 | 40.4938 | kWh
19.9577 | 26.3319 | 46.2897 | kWh
19.9577 | 26.81 | 46.7678 | kWh
14.7835 | 26.3352 | 41.1187 | kWh
7.3918 | 23.279 | 30.6708 | kWh
0.94 | 22.4215 | 23.3615 | kWh
0.94 | 22.7541 | 23.6941 | kWh
0.94 | 23.3368 | 24.2768 | kWh
0.94 | 23.6162 | 24.5562 | kWh
0.94 | 23.1461 | 24.0861 | kWh
0.94 | 21.6894 | 22.6294 | kWh
0.94 | 19.9358 | 20.8758 | kWh
0.94 | 17.9945 | 18.9345 | kWh
0.94 | 14.4744 | 15.4144 | kWh
0.94 | 10.7976 | 11.7376 | kWh
7.3918 | 8.714 | 16.1057 | kWh
11.8268 | 8.1236 | 19.9504 | kWh
16.2619 | 10.0387 | 26.3005 | kWh
16.2619 | 14.8094 | 31.0713 | kWh
16.2619 | 16.9817 | 33.2435 | kWh
15.5227 | 18.4037 | 33.9264 | kWh
15.5227 | 19.8461 | 35.3688 | kWh
12.566 | 21.6026 | 34.1685 | kWh
11.8268 | 23.2891 | 35.1159 | kWh
15.5227 | 24.9711 | 40.4938 | kWh
19.9577 | 26.3319 | 46.2897 | kWh
19.9577 | 26.81 | 46.7678 | kWh
14.7835 | 26.3352 | 41.1187 | kWh
7.3918 | 23.279 | 30.6708 | kWh
0.94 | 22.4215 | 23.3615 | kWh
0.94 | 22.7541 | 23.6941 | kWh
0.94 | 23.3368 | 24.2768 | kWh
0.94 | 23.6162 | 24.5562 | kWh
0.94 | 23.1461 | 24.0861 | kWh
0.94 | 21.6894 | 22.6294 | kWh
0.94 | 19.9358 | 20.8758 | kWh
0.94 | 17.9945 | 18.9345 | kWh
0.94 | 14.4744 | 15.4144 | kWh
0.94 | 10.7976 | 11.7376 | kWh
7.3918 | 8.714 | 16.1057 | kWh
11.8268 | 8.1236 | 19.9504 | kWh
16.2619 | 10.0387 | 26.3005 | kWh
16.2619 | 14.8094 | 31.0713 | kWh
16.2619 | 16.9817 | 33.2435 | kWh
15.5227 | 18.4037 | 33.9264 | kWh
15.5227 | 19.8461 | 35.3688 | kWh
12.566 | 21.6026 | 34.1685 | kWh
11.8268 | 23.2891 | 35.1159 | kWh
15.5227 | 24.9711 | 40.4938 | kWh
19.9577 | 26.3319 | 46.2897 | kWh
19.9577 | 26.81 | 46.7678 | kWh
14.7835 | 26.3352 | 41.1187 | kWh
7.3918 | 23.279 | 30.6708 | kWh
0.94 | 22.4215 | 23.3615 | kWh
0.94 | 22.7541 | 23.6941 | kWh
0.94 | 23.3368 | 24.2768 | kWh
0.94 | 23.6162 | 24.5562 | kWh
0.94 | 29.3065 | 30.2465 | kWh
0.94 | 27.2091 | 28.1491 | kWh
0.94 | 24.2707 | 25.2107 | kWh
0.94 | 20.5017 | 21.4417 | kWh
0.94 | 16.5788 | 17.5188 | kWh
0.94 | 13.4014 | 14.3414 | kWh
0.94 | 10.7273 | 11.6673 | kWh
0.94 | 8.227 | 9.167 | kWh
0.94 | 6.2562 | 7.1962 | kWh
0.94 | 5.09 | 6.03 | kWh
0.94 | 5.1245 | 6.0645 | kWh
0.94 | 6.0222 | 6.9622 | kWh
0.94 | 8.2704 | 9.2104 | kWh
0.94 | 11.2802 | 12.2202 | kWh
0.94 | 14.4549 | 15.3949 | kWh
0.94 | 17.7361 | 18.6761 | kWh
0.94 | 21.1991 | 22.1391 | kWh
0.94 | 25.1191 | 26.0591 | kWh
0.94 | 28.8878 | 29.8278 | kWh
0.94 | 31.4065 | 32.3465 | kWh
0.94 | 32.7107 | 33.6507 | kWh
0.94 | 33.1482 | 34.0882 | kWh
0.94 | 32.561 | 33.501 | kWh
0.94 | 31.2065 | 32.1465 | kWh
0.94 | 29.3065 | 30.2465 | kWh
0.94 | 27.2091 | 28.1491 | kWh
0.94 | 24.2707 | 25.2107 | kWh
0.94 | 20.5017 | 21.4417 | kWh
0.94 | 16.5788 | 17.5188 | kWh
0.94 | 13.4014 | 14.3414 | kWh
0.94 | 10.7273 | 11.6673 | kWh
0.94 | 8.227 | 9.167 | kWh
0.94 | 6.2562 | 7.1962 | kWh
0.94 | 5.09 | 6.03 | kWh
0.94 | 5.1245 | 6.0645 | kWh
0.94 | 6.0222 | 6.9622 | kWh
0.94 | 8.2704 | 9.2104 | kWh
0.94 | 11.2802 | 12.2202 | kWh
0.94 | 14.4549 | 15.3949 | kWh
0.94 | 17.7361 | 18.6761 | kWh
0.94 | 21.1991 | 22.1391 | kWh
0.94 | 25.1191 | 26.0591 | kWh
0.94 | 28.8878 | 29.8278 | kWh
0.94 | 31.4065 | 32.3465 | kWh
0.94 | 32.7107 | 33.6507 | kWh
0.94 | 33.1482 | 34.0882 | kWh
0.94 | 32.561 | 33.501 | kWh
0.94 | 31.2065 | 32.1465 | kWh
0.94 | 23.1461 | 24.0861 | kWh
0.94 | 21.6894 | 22.6294 | kWh
0.94 | 19.9358 | 20.8758 | kWh
0.94 | 17.9945 | 18.9345 | kWh
0.94 | 14.4744 | 15.4144 | kWh
0.94 | 10.7976 | 11.7376 | kWh
7.3918 | 8.714 | 16.1057 | kWh
11.8268 | 8.1236 | 19.9504 | kWh
16.2619 | 10.0387 | 26.3005 | kWh
16.2619 | 14.8094 | 31.0713 | kWh
16.2619 | 16.9817 | 33.2435 | kWh
15.5227 | 18.4037 | 33.9264 | kWh
15.5227 | 19.8461 | 35.3688 | kWh
12.566 | 21.6026 | 34.1685 | kWh
11.8268 | 23.2891 | 35.1159 | kWh
15.5227 | 24.9711 | 40.4938 | kWh
19.9577 | 26.3319 | 46.2897 | kWh
19.9577 | 26.81 | 46.7678 | kWh
14.7835 | 26.3352 | 41.1187 | kWh
7.3918 | 23.279 | 30.6708 | kWh
0.94 | 22.4215 | 23.3615 | kWh
0.94 | 22.7541 | 23.6941 | kWh
0.94 | 23.3368 | 24.2768 | kWh
0.94 | 23.6162 | 24.5562 | kWh
0.94 | 23.1461 | 24.0861 | kWh
0.94 | 21.6894 | 22.6294 | kWh
0.94 | 19.9358 | 20.8758 | kWh
0.94 | 17.9945 | 18.9345 | kWh
0.94 | 14.4744 | 15.4144 | kWh
0.94 | 10.7976 | 11.7376 | kWh
7.3918 | 8.714 | 16.1057 | kWh
11.8268 | 8.1236 | 19.9504 | kWh
16.2619 | 10.0387 | 26.3005 | kWh
16.2619 | 14.8094 | 31.0713 | kWh
16.2619 | 16.9817 | 33.2435 | kWh
15.5227 | 18.4037 | 33.9264 | kWh
15.5227 | 19.8461 | 35.3688 | kWh
12.566 | 21.6026 | 34.1685 | kWh
11.8268 | 23.2891 | 35.1159 | kWh
15.5227 | 24.9711 | 40.4938 | kWh
19.9577 | 26.3319 | 46.2897 | kWh
19.9577 | 26.81 | 46.7678 | kWh
14.7835 | 26.3352 | 41.1187 | kWh
7.3918 | 23.279 | 30.6708 | kWh
0.94 | 22.4215 | 23.3615 | kWh
0.94 | 22.7541 | 23.6941 | kWh
0.94 | 23.3368 | 24.2768 | kWh
0.94 | 23.6162 | 24.5562 | kWh
0.94 | 23.1461 | 24.0861 | kWh
0.94 | 21.6894 | 22.6294 | kWh
0.94 | 19.9358 | 20.8758 | kWh
0.94 | 17.9945 | 18.9345 | kWh
0.94 | 14.4744 | 15.4144 | kWh
0.94 | 10.7976 | 11.7376 | kWh
7.3918 | 8.714 | 16.1057 | kWh
11.8268 | 8.1236 | 19.9504 | kWh
16.2619 | 10.0387 | 26.3005 | kWh
16.2619 | 14.8094 | 31.0713 | kWh
16.2619 | 16.9817 | 33.2435 | kWh
15.5227 | 18.4037 | 33.9264 | kWh
15.5227 | 19.8461 | 35.3688 | kWh
12.566 | 21.6026 | 34.1685 | kWh
11.8268 | 23.2891 | 35.1159 | kWh
15.5227 | 24.9711 | 40.4938 | kWh
19.9577 | 26.3319 | 46.2897 | kWh
19.9577 | 26.81 | 46.7678 | kWh
14.7835 | 26.3352 | 41.1187 | kWh
7.3918 | 23.279 | 30.6708 | kWh
0.94 | 22.4215 | 23.3615 | kWh
0.94 | 22.7541 | 23.6941 | kWh
0.94 | 23.3368 | 24.2768 | kWh
0.94 | 23.6162 | 24.5562 | kWh
0.94 | 23.1461 | 24.0861 | kWh
0.94 | 21.6894 | 22.6294 | kWh
0.94 | 19.9358 | 20.8758 | kWh
0.94 | 17.9945 | 18.9345 | kWh
0.94 | 14.4744 | 15.4144 | kWh
0.94 | 10.7976 | 11.7376 | kWh
7.3918 | 8.714 | 16.1057 | kWh
11.8268 | 8.1236 | 19.9504 | kWh
16.2619 | 10.0387 | 26.3005 | kWh
16.2619 | 14.8094 | 31.0713 | kWh
16.2619 | 16.9817 | 33.2435 | kWh
15.5227 | 18.4037 | 33.9264 | kWh
15.5227 | 19.8461 | 35.3688 | kWh
12.566 | 21.6026 | 34.1685 | kWh
11.8268 | 23.2891 | 35.1159 | kWh
15.5227 | 24.9711 | 40.4938 | kWh
19.9577 | 26.3319 | 46.2897 | kWh
19.9577 | 26.81 | 46.7678 | kWh
14.7835 | 26.3352 | 41.1187 | kWh
7.3918 | 23.279 | 30.6708 | kWh
0.94 | 22.4215 | 23.3615 | kWh
0.94 | 22.7541 | 23.6941 | kWh
0.94 | 23.3368 | 24.2768 | kWh
0.94 | 23.6162 | 24.5562 | kWh
0.94 | 23.1461 | 24.0861 | kWh
0.94 | 21.6894 | 22.6294 | kWh
0.94 | 19.9358 | 20.8758 | kWh
0.94 | 17.9945 | 18.9345 | kWh
0.94 | 14.4744 | 15.4144 | kWh
0.94 | 10.7976 | 11.7376 | kWh
7.3918 | 8.714 | 16.1057 | kWh
11.8268 | 8.1236 | 19.9504 | kWh
16.2619 | 10.0387 | 26.3005 | kWh
16.2619 | 14.8094 | 31.0713 | kWh
16.2619 | 16.9817 | 33.2435 | kWh
15.5227 | 18.4037 | 33.9264 | kWh
15.5227 | 19.8461 | 35.3688 | kWh
12.566 | 21.6026 | 34.1685 | kWh
11.8268 | 23.2891 | 35.1159 | kWh
15.5227 | 24.9711 | 40.4938 | kWh
19.9577 | 26.3319 | 46.2897 | kWh
19.9577 | 26.81 | 46.7678 | kWh
14.7835 | 26.3352 | 41.1187 | kWh
7.3918 | 23.279 | 30.6708 | kWh
0.94 | 22.4215 | 23.3615 | kWh
0.94 | 22.7541 | 23.6941 | kWh
0.94 | 23.3368 | 24.2768 | kWh
0.94 | 23.6162 | 24.5562 | kWh
0.94 | 29.3065 | 30.2465 | kWh
0.94 | 27.2091 | 28.1491 | kWh
0.94 | 24.2707 | 25.2107 | kWh
0.94 | 20.5017 | 21.4417 | kWh
0.94 | 16.5788 | 17.5188 | kWh
0.94 | 13.4014 | 14.3414 | kWh
0.94 | 10.7273 | 11.6673 | kWh
0.94 | 8.227 | 9.167 | kWh
0.94 | 6.2562 | 7.1962 | kWh
0.94 | 5.09 | 6.03 | kWh
0.94 | 5.1245 | 6.0645 | kWh
0.94 | 6.0222 | 6.9622 | kWh
0.94 | 8.2704 | 9.2104 | kWh
0.94 | 11.2802 | 12.2202 | kWh
0.94 | 14.4549 | 15.3949 | kWh
0.94 | 17.7361 | 18.6761 | kWh
0.94 | 21.1991 | 22.1391 | kWh
0.94 | 25.1191 | 26.0591 | kWh
0.94 | 28.8878 | 29.8278 | kWh
0.94 | 31.4065 | 32.3465 | kWh
0.94 | 32.7107 | 33.6507 | kWh
0.94 | 33.1482 | 34.0882 | kWh
0.94 | 32.561 | 33.501 | kWh
0.94 | 31.2065 | 32.1465 | kWh
0.94 | 29.3065 | 30.2465 | kWh
0.94 | 27.2091 | 28.1491 | kWh
0.94 | 24.2707 | 25.2107 | kWh
0.94 | 20.5017 | 21.4417 | kWh
0.94 | 16.5788 | 17.5188 | kWh
0.94 | 13.4014 | 14.3414 | kWh
0.94 | 10.7273 | 11.6673 | kWh
0.94 | 8.227 | 9.167 | kWh
0.94 | 6.2562 | 7.1962 | kWh
0.94 | 5.09 | 6.03 | kWh
0.94 | 5.1245 | 6.0645 | kWh
0.94 | 6.0222 | 6.9622 | kWh
0.94 | 8.2704 | 9.2104 | kWh
0.94 | 11.2802 | 12.2202 | kWh
0.94 | 14.4549 | 15.3949 | kWh
0.94 | 17.7361 | 18.6761 | kWh
0.94 | 21.1991 | 22.1391 | kWh
0.94 | 25.1191 | 26.0591 | kWh
0.94 | 28.8878 | 29.8278 | kWh
0.94 | 31.4065 | 32.3465 | kWh
0.94 | 32.7107 | 33.6507 | kWh
0.94 | 33.1482 | 34.0882 | kWh
0.94 | 32.561 | 33.501 | kWh
0.94 | 31.2065 | 32.1465 | kWh
0.94 | 23.1461 | 24.0861 | kWh
0.94 | 21.6894 | 22.6294 | kWh
0.94 | 19.9358 | 20.8758 | kWh
0.94 | 17.9945 | 18.9345 | kWh
0.94 | 14.4744 | 15.4144 | kWh
0.94 | 10.7976 | 11.7376 | kWh
7.3918 | 8.714 | 16.1057 | kWh
11.8268 | 8.1236 | 19.9504 | kWh
16.2619 | 10.0387 | 26.3005 | kWh
16.2619 | 14.8094 | 31.0713 | kWh
16.2619 | 16.9817 | 33.2435 | kWh
15.5227 | 18.4037 | 33.9264 | kWh
15.5227 | 19.8461 | 35.3688 | kWh
12.566 | 21.6026 | 34.1685 | kWh
11.8268 | 23.2891 | 35.1159 | kWh
15.5227 | 24.9711 | 40.4938 | kWh
19.9577 | 26.3319 | 46.2897 | kWh
19.9577 | 26.81 | 46.7678 | kWh
14.7835 | 26.3352 | 41.1187 | kWh
7.3918 | 23.279 | 30.6708 | kWh
0.94 | 22.4215 | 23.3615 | kWh
0.94 | 22.7541 | 23.6941 | kWh
0.94 | 23.3368 | 24.2768 | kWh
0.94 | 23.6162 | 24.5562 | kWh
0.94 | 23.1461 | 24.0861 | kWh
0.94 | 21.6894 | 22.6294 | kWh
0.94 | 19.9358 | 20.8758 | kWh
0.94 | 17.9945 | 18.9345 | kWh
0.94 | 14.4744 | 15.4144 | kWh
0.94 | 10.7976 | 11.7376 | kWh
7.3918 | 8.714 | 16.1057 | kWh
11.8268 | 8.1236 | 19.9504 | kWh
16.2619 | 10.0387 | 26.3005 | kWh
16.2619 | 14.8094 | 31.0713 | kWh
16.2619 | 16.9817 | 33.2435 | kWh
15.5227 | 18.4037 | 33.9264 | kWh
15.5227 | 19.8461 | 35.3688 | kWh
12.566 | 21.6026 | 34.1685 | kWh
11.8268 | 23.2891 | 35.1159 | kWh
15.5227 | 24.9711 | 40.4938 | kWh
19.9577 | 26.3319 | 46.2897 | kWh
19.9577 | 26.81 | 46.7678 | kWh
14.7835 | 26.3352 | 41.1187 | kWh
7.3918 | 23.279 | 30.6708 | kWh
0.94 | 22.4215 | 23.3615 | kWh
0.94 | 22.7541 | 23.6941 | kWh
0.94 | 23.3368 | 24.2768 | kWh
0.94 | 23.6162 | 24.5562 | kWh
0.94 | 23.1461 | 24.0861 | kWh
0.94 | 21.6894 | 22.6294 | kWh
0.94 | 19.9358 | 20.8758 | kWh
0.94 | 17.9945 | 18.9345 | kWh
0.94 | 14.4744 | 15.4144 | kWh
0.94 | 10.7976 | 11.7376 | kWh
7.3918 | 8.714 | 16.1057 | kWh
11.8268 | 8.1236 | 19.9504 | kWh
16.2619 | 10.0387 | 26.3005 | kWh
16.2619 | 14.8094 | 31.0713 | kWh
16.2619 | 16.9817 | 33.2435 | kWh
15.5227 | 18.4037 | 33.9264 | kWh
15.5227 | 19.8461 | 35.3688 | kWh
12.566 | 21.6026 | 34.1685 | kWh
11.8268 | 23.2891 | 35.1159 | kWh
15.5227 | 24.9711 | 40.4938 | kWh
19.9577 | 26.3319 | 46.2897 | kWh
19.9577 | 26.81 | 46.7678 | kWh
14.7835 | 26.3352 | 41.1187 | kWh
7.3918 | 23.279 | 30.6708 | kWh
0.94 | 22.4215 | 23.3615 | kWh
0.94 | 22.7541 | 23.6941 | kWh
0.94 | 23.3368 | 24.2768 | kWh
0.94 | 23.6162 | 24.5562 | kWh
0.94 | 23.1461 | 24.0861 | kWh
0.94 | 21.6894 | 22.6294 | kWh
0.94 | 19.9358 | 20.8758 | kWh
0.94 | 17.9945 | 18.9345 | kWh
0.94 | 14.4744 | 15.4144 | kWh
0.94 | 10.7976 | 11.7376 | kWh
7.3918 | 8.714 | 16.1057 | kWh
11.8268 | 8.1236 | 19.9504 | kWh
16.2619 | 10.0387 | 26.3005 | kWh
16.2619 | 14.8094 | 31.0713 | kWh
16.2619 | 16.9817 | 33.2435 | kWh
15.5227 | 18.4037 | 33.9264 | kWh
15.5227 | 19.8461 | 35.3688 | kWh
12.566 | 21.6026 | 34.1685 | kWh
11.8268 | 23.2891 | 35.1159 | kWh
15.5227 | 24.9711 | 40.4938 | kWh
19.9577 | 26.3319 | 46.2897 | kWh
19.9577 | 26.81 | 46.7678 | kWh
14.7835 | 26.3352 | 41.1187 | kWh
7.3918 | 23.279 | 30.6708 | kWh
0.94 | 22.4215 | 23.3615 | kWh
0.94 | 22.7541 | 23.6941 | kWh
0.94 | 23.3368 | 24.2768 | kWh
0.94 | 23.6162 | 24.5562 | kWh
0.94 | 23.1461 | 24.0861 | kWh
0.94 | 21.6894 | 22.6294 | kWh
0.94 | 19.9358 | 20.8758 | kWh
0.94 | 17.9945 | 18.9345 | kWh
0.94 | 14.4744 | 15.4144 | kWh
0.94 | 10.7976 | 11.7376 | kWh
7.3918 | 8.714 | 16.1057 | kWh
11.8268 | 8.1236 | 19.9504 | kWh
16.2619 | 10.0387 | 26.3005 | kWh
16.2619 | 14.8094 | 31.0713 | kWh
16.2619 | 16.9817 | 33.2435 | kWh
15.5227 | 18.4037 | 33.9264 | kWh
15.5227 | 19.8461 | 35.3688 | kWh
12.566 | 21.6026 | 34.1685 | kWh
11.8268 | 23.2891 | 35.1159 | kWh
15.5227 | 24.9711 | 40.4938 | kWh
19.9577 | 26.3319 | 46.2897 | kWh
19.9577 | 26.81 | 46.7678 | kWh
14.7835 | 26.3352 | 41.1187 | kWh
7.3918 | 23.279 | 30.6708 | kWh
0.94 | 22.4215 | 23.3615 | kWh
0.94 | 22.7541 | 23.6941 | kWh
0.94 | 23.3368 | 24.2768 | kWh
0.94 | 23.6162 | 24.5562 | kWh
0.94 | 29.3065 | 30.2465 | kWh
0.94 | 27.2091 | 28.1491 | kWh
0.94 | 24.2707 | 25.2107 | kWh
0.94 | 20.5017 | 21.4417 | kWh
0.94 | 16.5788 | 17.5188 | kWh
0.94 | 13.4014 | 14.3414 | kWh
0.94 | 10.7273 | 11.6673 | kWh
0.94 | 8.227 | 9.167 | kWh
0.94 | 6.2562 | 7.1962 | kWh
0.94 | 5.09 | 6.03 | kWh
0.94 | 5.1245 | 6.0645 | kWh
0.94 | 6.0222 | 6.9622 | kWh
0.94 | 8.2704 | 9.2104 | kWh
0.94 | 11.2802 | 12.2202 | kWh
0.94 | 14.4549 | 15.3949 | kWh
0.94 | 17.7361 | 18.6761 | kWh
0.94 | 21.1991 | 22.1391 | kWh
0.94 | 25.1191 | 26.0591 | kWh
0.94 | 28.8878 | 29.8278 | kWh
0.94 | 31.4065 | 32.3465 | kWh
0.94 | 32.7107 | 33.6507 | kWh
0.94 | 33.1482 | 34.0882 | kWh
0.94 | 32.561 | 33.501 | kWh
0.94 | 31.2065 | 32.1465 | kWh
0.94 | 29.3065 | 30.2465 | kWh
0.94 | 27.2091 | 28.1491 | kWh
0.94 | 24.2707 | 25.2107 | kWh
0.94 | 20.5017 | 21.4417 | kWh
0.94 | 16.5788 | 17.5188 | kWh
0.94 | 13.4014 | 14.3414 | kWh
0.94 | 10.7273 | 11.6673 | kWh
0.94 | 8.227 | 9.167 | kWh
0.94 | 6.2562 | 7.1962 | kWh
0.94 | 5.09 | 6.03 | kWh
0.94 | 5.1245 | 6.0645 | kWh
0.94 | 6.0222 | 6.9622 | kWh
0.94 | 8.2704 | 9.2104 | kWh
0.94 | 11.2802 | 12.2202 | kWh
0.94 | 14.4549 | 15.3949 | kWh
0.94 | 17.7361 | 18.6761 | kWh
0.94 | 21.1991 | 22.1391 | kWh
0.94 | 25.1191 | 26.0591 | kWh
0.94 | 28.8878 | 29.8278 | kWh
0.94 | 31.4065 | 32.3465 | kWh
0.94 | 32.7107 | 33.6507 | kWh
0.94 | 33.1482 | 34.0882 | kWh
0.94 | 32.561 | 33.501 | kWh
0.94 | 31.2065 | 32.1465 | kWh
0.94 | 23.1461 | 24.0861 | kWh
0.94 | 21.6894 | 22.6294 | kWh
0.94 | 19.9358 | 20.8758 | kWh
0.94 | 17.9945 | 18.9345 | kWh
0.94 | 14.4744 | 15.4144 | kWh
0.94 | 10.7976 | 11.7376 | kWh
7.3918 | 8.714 | 16.1057 | kWh
11.8268 | 8.1236 | 19.9504 | kWh
16.2619 | 10.0387 | 26.3005 | kWh
16.2619 | 14.8094 | 31.0713 | kWh
16.2619 | 16.9817 | 33.2435 | kWh
15.5227 | 18.4037 | 33.9264 | kWh
15.5227 | 19.8461 | 35.3688 | kWh
12.566 | 21.6026 | 34.1685 | kWh
11.8268 | 23.2891 | 35.1159 | kWh
15.5227 | 24.9711 | 40.4938 | kWh
19.9577 | 26.3319 | 46.2897 | kWh
19.9577 | 26.81 | 46.7678 | kWh
14.7835 | 26.3352 | 41.1187 | kWh
7.3918 | 23.279 | 30.6708 | kWh
0.94 | 22.4215 | 23.3615 | kWh
0.94 | 22.7541 | 23.6941 | kWh
0.94 | 23.3368 | 24.2768 | kWh
0.94 | 23.6162 | 24.5562 | kWh
0.94 | 23.1461 | 24.0861 | kWh
0.94 | 21.6894 | 22.6294 | kWh
0.94 | 19.9358 | 20.8758 | kWh
0.94 | 17.9945 | 18.9345 | kWh
0.94 | 14.4744 | 15.4144 | kWh
0.94 | 10.7976 | 11.7376 | kWh
7.3918 | 8.714 | 16.1057 | kWh
11.8268 | 8.1236 | 19.9504 | kWh
16.2619 | 10.0387 | 26.3005 | kWh
16.2619 | 14.8094 | 31.0713 | kWh
16.2619 | 16.9817 | 33.2435 | kWh
15.5227 | 18.4037 | 33.9264 | kWh
15.5227 | 19.8461 | 35.3688 | kWh
12.566 | 21.6026 | 34.1685 | kWh
11.8268 | 23.2891 | 35.1159 | kWh
15.5227 | 24.9711 | 40.4938 | kWh
19.9577 | 26.3319 | 46.2897 | kWh
19.9577 | 26.81 | 46.7678 | kWh
14.7835 | 26.3352 | 41.1187 | kWh
7.3918 | 23.279 | 30.6708 | kWh
0.94 | 22.4215 | 23.3615 | kWh
0.94 | 22.7541 | 23.6941 | kWh
0.94 | 23.3368 | 24.2768 | kWh
0.94 | 23.6162 | 24.5562 | kWh
0.94 | 23.1461 | 24.0861 | kWh
0.94 | 21.6894 | 22.6294 | kWh
0.94 | 19.9358 | 20.8758 | kWh
0.94 | 17.9945 | 18.9345 | kWh
0.94 | 14.4744 | 15.4144 | kWh
0.94 | 10.7976 | 11.7376 | kWh
7.3918 | 8.714 | 16.1057 | kWh
11.8268 | 8.1236 | 19.9504 | kWh
16.2619 | 10.0387 | 26.3005 | kWh
16.2619 | 14.8094 | 31.0713 | kWh
16.2619 | 16.9817 | 33.2435 | kWh
15.5227 | 18.4037 | 33.9264 | kWh
15.5227 | 19.8461 | 35.3688 | kWh
12.566 | 21.6026 | 34.1685 | kWh
11.8268 | 23.2891 | 35.1159 | kWh
15.5227 | 24.9711 | 40.4938 | kWh
19.9577 | 26.3319 | 46.2897 | kWh
19.9577 | 26.81 | 46.7678 | kWh
14.7835 | 26.3352 | 41.1187 | kWh
7.3918 | 23.279 | 30.6708 | kWh
0.94 | 22.4215 | 23.3615 | kWh
0.94 | 22.7541 | 23.6941 | kWh
0.94 | 23.3368 | 24.2768 | kWh
0.94 | 23.6162 | 24.5562 | kWh
0.94 | 23.1461 | 24.0861 | kWh
0.94 | 21.6894 | 22.6294 | kWh
0.94 | 19.9358 | 20.8758 | kWh
0.94 | 17.9945 | 18.9345 | kWh
0.94 | 14.4744 | 15.4144 | kWh
0.94 | 10.7976 | 11.7376 | kWh
7.3918 | 8.714 | 16.1057 | kWh
11.8268 | 8.1236 | 19.9504 | kWh
16.2619 | 10.0387 | 26.3005 | kWh
16.2619 | 14.8094 | 31.0713 | kWh
16.2619 | 16.9817 | 33.2435 | kWh
15.5227 | 18.4037 | 33.9264 | kWh
15.5227 | 19.8461 | 35.3688 | kWh
12.566 | 21.6026 | 34.1685 | kWh
11.8268 | 23.2891 | 35.1159 | kWh
15.5227 | 24.9711 | 40.4938 | kWh
19.9577 | 26.3319 | 46.2897 | kWh
19.9577 | 26.81 | 46.7678 | kWh
14.7835 | 26.3352 | 41.1187 | kWh
7.3918 | 23.279 | 30.6708 | kWh
0.94 | 22.4215 | 23.3615 | kWh
0.94 | 22.7541 | 23.6941 | kWh
0.94 | 23.3368 | 24.2768 | kWh
0.94 | 23.6162 | 24.5562 | kWh
0.94 | 23.1461 | 24.0861 | kWh
0.94 | 21.6894 | 22.6294 | kWh
0.94 | 19.9358 | 20.8758 | kWh
0.94 | 17.9945 | 18.9345 | kWh
0.94 | 14.4744 | 15.4144 | kWh
0.94 | 10.7976 | 11.7376 | kWh
7.3918 | 8.714 | 16.1057 | kWh
11.8268 | 8.1236 | 19.9504 | kWh
16.2619 | 10.0387 | 26.3005 | kWh
16.2619 | 14.8094 | 31.0713 | kWh
16.2619 | 16.9817 | 33.2435 | kWh
15.5227 | 18.4037 | 33.9264 | kWh
15.5227 | 19.8461 | 35.3688 | kWh
12.566 | 21.6026 | 34.1685 | kWh
11.8268 | 23.2891 | 35.1159 | kWh
15.5227 | 24.9711 | 40.4938 | kWh
19.9577 | 26.3319 | 46.2897 | kWh
19.9577 | 26.81 | 46.7678 | kWh
14.7835 | 26.3352 | 41.1187 | kWh
7.3918 | 23.279 | 30.6708 | kWh
0.94 | 22.4215 | 23.3615 | kWh
0.94 | 22.7541 | 23.6941 | kWh
0.94 | 23.3368 | 24.2768 | kWh
0.94 | 23.6162 | 24.5562 | kWh
0.94 | 29.3065 | 30.2465 | kWh
0.94 | 27.2091 | 28.1491 | kWh
0.94 | 24.2707 | 25.2107 | kWh
0.94 | 20.5017 | 21.4417 | kWh
0.94 | 16.5788 | 17.5188 | kWh
0.94 | 13.4014 | 14.3414 | kWh
0.94 | 10.7273 | 11.6673 | kWh
0.94 | 8.227 | 9.167 | kWh
0.94 | 6.2562 | 7.1962 | kWh
0.94 | 5.09 | 6.03 | kWh
0.94 | 5.1245 | 6.0645 | kWh
0.94 | 6.0222 | 6.9622 | kWh
0.94 | 8.2704 | 9.2104 | kWh
0.94 | 11.2802 | 12.2202 | kWh
0.94 | 14.4549 | 15.3949 | kWh
0.94 | 17.7361 | 18.6761 | kWh
0.94 | 21.1991 | 22.1391 | kWh
0.94 | 25.1191 | 26.0591 | kWh
0.94 | 28.8878 | 29.8278 | kWh
0.94 | 31.4065 | 32.3465 | kWh
0.94 | 32.7107 | 33.6507 | kWh
0.94 | 33.1482 | 34.0882 | kWh
0.94 | 32.561 | 33.501 | kWh
0.94 | 31.2065 | 32.1465 | kWh
0.94 | 29.3065 | 30.2465 | kWh
0.94 | 27.2091 | 28.1491 | kWh
0.94 | 24.2707 | 25.2107 | kWh
0.94 | 20.5017 | 21.4417 | kWh
0.94 | 16.5788 | 17.5188 | kWh
0.94 | 13.4014 | 14.3414 | kWh
0.94 | 10.7273 | 11.6673 | kWh
0.94 | 8.227 | 9.167 | kWh
0.94 | 6.2562 | 7.1962 | kWh
0.94 | 5.09 | 6.03 | kWh
0.94 | 5.1245 | 6.0645 | kWh
0.94 | 6.0222 | 6.9622 | kWh
0.94 | 8.2704 | 9.2104 | kWh
0.94 | 11.2802 | 12.2202 | kWh
0.94 | 14.4549 | 15.3949 | kWh
0.94 | 17.7361 | 18.6761 | kWh
0.94 | 21.1991 | 22.1391 | kWh
0.94 | 25.1191 | 26.0591 | kWh
0.94 | 28.8878 | 29.8278 | kWh
0.94 | 31.4065 | 32.3465 | kWh
0.94 | 32.7107 | 33.6507 | kWh
0.94 | 33.1482 | 34.0882 | kWh
0.94 | 32.561 | 33.501 | kWh
0.94 | 31.2065 | 32.1465 | kWh
0.94 | 23.1461 | 24.0861 | kWh
0.94 | 21.6894 | 22.6294 | kWh
0.94 | 19.9358 | 20.8758 | kWh
0.94 | 17.9945 | 18.9345 | kWh
0.94 | 14.4744 | 15.4144 | kWh
0.94 | 10.7976 | 11.7376 | kWh
7.3918 | 8.714 | 16.1057 | kWh
11.8268 | 8.1236 | 19.9504 | kWh
16.2619 | 10.0387 | 26.3005 | kWh
16.2619 | 14.8094 | 31.0713 | kWh
16.2619 | 16.9817 | 33.2435 | kWh
15.5227 | 18.4037 | 33.9264 | kWh
15.5227 | 19.8461 | 35.3688 | kWh
12.566 | 21.6026 | 34.1685 | kWh
11.8268 | 23.2891 | 35.1159 | kWh
15.5227 | 24.9711 | 40.4938 | kWh
19.9577 | 26.3319 | 46.2897 | kWh
19.9577 | 26.81 | 46.7678 | kWh
14.7835 | 26.3352 | 41.1187 | kWh
7.3918 | 23.279 | 30.6708 | kWh
0.94 | 22.4215 | 23.3615 | kWh
0.94 | 22.7541 | 23.6941 | kWh
0.94 | 23.3368 | 24.2768 | kWh
0.94 | 23.6162 | 24.5562 | kWh
0.94 | 23.1461 | 24.0861 | kWh
0.94 | 21.6894 | 22.6294 | kWh
0.94 | 19.9358 | 20.8758 | kWh
0.94 | 17.9945 | 18.9345 | kWh
0.94 | 14.4744 | 15.4144 | kWh
0.94 | 10.7976 | 11.7376 | kWh
7.3918 | 8.714 | 16.1057 | kWh
11.8268 | 8.1236 | 19.9504 | kWh
16.2619 | 10.0387 | 26.3005 | kWh
16.2619 | 14.8094 | 31.0713 | kWh
16.2619 | 16.9817 | 33.2435 | kWh
15.5227 | 18.4037 | 33.9264 | kWh
15.5227 | 19.8461 | 35.3688 | kWh
12.566 | 21.6026 | 34.1685 | kWh
11.8268 | 23.2891 | 35.1159 | kWh
15.5227 | 24.9711 | 40.4938 | kWh
19.9577 | 26.3319 | 46.2897 | kWh
19.9577 | 26.81 | 46.7678 | kWh
14.7835 | 26.3352 | 41.1187 | kWh
7.3918 | 23.279 | 30.6708 | kWh
0.94 | 22.4215 | 23.3615 | kWh
0.94 | 22.7541 | 23.6941 | kWh
0.94 | 23.3368 | 24.2768 | kWh
0.94 | 23.6162 | 24.5562 | kWh
0.94 | 23.1461 | 24.0861 | kWh
0.94 | 21.6894 | 22.6294 | kWh
0.94 | 19.9358 | 20.8758 | kWh
0.94 | 17.9945 | 18.9345 | kWh
0.94 | 14.4744 | 15.4144 | kWh
0.94 | 10.7976 | 11.7376 | kWh
7.3918 | 8.714 | 16.1057 | kWh
11.8268 | 8.1236 | 19.9504 | kWh
16.2619 | 10.0387 | 26.3005 | kWh
16.2619 | 14.8094 | 31.0713 | kWh
16.2619 | 16.9817 | 33.2435 | kWh
15.5227 | 18.4037 | 33.9264 | kWh
15.5227 | 19.8461 | 35.3688 | kWh
12.566 | 21.6026 | 34.1685 | kWh
11.8268 | 23.2891 | 35.1159 | kWh
15.5227 | 24.9711 | 40.4938 | kWh
19.9577 | 26.3319 | 46.2897 | kWh
19.9577 | 26.81 | 46.7678 | kWh
14.7835 | 26.3352 | 41.1187 | kWh
7.3918 | 23.279 | 30.6708 | kWh
0.94 | 22.4215 | 23.3615 | kWh
0.94 | 22.7541 | 23.6941 | kWh
0.94 | 23.3368 | 24.2768 | kWh
0.94 | 23.6162 | 24.5562 | kWh
0.94 | 23.1461 | 24.0861 | kWh
0.94 | 21.6894 | 22.6294 | kWh
0.94 | 19.9358 | 20.8758 | kWh
0.94 | 17.9945 | 18.9345 | kWh
0.94 | 14.4744 | 15.4144 | kWh
0.94 | 10.7976 | 11.7376 | kWh
7.3918 | 8.714 | 16.1057 | kWh
11.8268 | 8.1236 | 19.9504 | kWh
16.2619 | 10.0387 | 26.3005 | kWh
16.2619 | 14.8094 | 31.0713 | kWh
16.2619 | 16.9817 | 33.2435 | kWh
15.5227 | 18.4037 | 33.9264 | kWh
15.5227 | 19.8461 | 35.3688 | kWh
12.566 | 21.6026 | 34.1685 | kWh
11.8268 | 23.2891 | 35.1159 | kWh
15.5227 | 24.9711 | 40.4938 | kWh
19.9577 | 26.3319 | 46.2897 | kWh
19.9577 | 26.81 | 46.7678 | kWh
14.7835 | 26.3352 | 41.1187 | kWh
7.3918 | 23.279 | 30.6708 | kWh
0.94 | 22.4215 | 23.3615 | kWh
0.94 | 22.7541 | 23.6941 | kWh
0.94 | 23.3368 | 24.2768 | kWh
0.94 | 23.6162 | 24.5562 | kWh
0.94 | 23.1461 | 24.0861 | kWh
0.94 | 21.6894 | 22.6294 | kWh
0.94 | 19.9358 | 20.8758 | kWh
0.94 | 17.9945 | 18.9345 | kWh
0.94 | 14.4744 | 15.4144 | kWh
0.94 | 10.7976 | 11.7376 | kWh
7.3918 | 8.714 | 16.1057 | kWh
11.8268 | 8.1236 | 19.9504 | kWh
16.2619 | 10.0387 | 26.3005 | kWh
16.2619 | 14.8094 | 31.0713 | kWh
16.2619 | 16.9817 | 33.2435 | kWh
15.5227 | 18.4037 | 33.9264 | kWh
15.5227 | 19.8461 | 35.3688 | kWh
12.566 | 21.6026 | 34.1685 | kWh
11.8268 | 23.2891 | 35.1159 | kWh
15.5227 | 24.9711 | 40.4938 | kWh
19.9577 | 26.3319 | 46.2897 | kWh
19.9577 | 26.81 | 46.7678 | kWh
14.7835 | 26.3352 | 41.1187 | kWh
7.3918 | 23.279 | 30.6708 | kWh
0.94 | 22.4215 | 23.3615 | kWh
0.94 | 22.7541 | 23.6941 | kWh
0.94 | 23.3368 | 24.2768 | kWh
0.94 | 23.6162 | 24.5562 | kWh
0.94 | 29.3065 | 30.2465 | kWh
0.94 | 27.2091 | 28.1491 | kWh
0.94 | 24.2707 | 25.2107 | kWh
0.94 | 20.5017 | 21.4417 | kWh
0.94 | 16.5788 | 17.5188 | kWh
0.94 | 13.4014 | 14.3414 | kWh
0.94 | 10.7273 | 11.6673 | kWh
0.94 | 8.227 | 9.167 | kWh
0.94 | 6.2562 | 7.1962 | kWh
0.94 | 5.09 | 6.03 | kWh
0.94 | 5.1245 | 6.0645 | kWh
0.94 | 6.0222 | 6.9622 | kWh
0.94 | 8.2704 | 9.2104 | kWh
0.94 | 11.2802 | 12.2202 | kWh
0.94 | 14.4549 | 15.3949 | kWh
0.94 | 17.7361 | 18.6761 | kWh
0.94 | 21.1991 | 22.1391 | kWh
0.94 | 25.1191 | 26.0591 | kWh
0.94 | 28.8878 | 29.8278 | kWh
0.94 | 31.4065 | 32.3465 | kWh
0.94 | 32.7107 | 33.6507 | kWh
0.94 | 33.1482 | 34.0882 | kWh
0.94 | 32.561 | 33.501 | kWh
0.94 | 31.2065 | 32.1465 | kWh
0.94 | 29.3065 | 30.2465 | kWh
0.94 | 27.2091 | 28.1491 | kWh
0.94 | 24.2707 | 25.2107 | kWh
0.94 | 20.5017 | 21.4417 | kWh
0.94 | 16.5788 | 17.5188 | kWh
0.94 | 13.4014 | 14.3414 | kWh
0.94 | 10.7273 | 11.6673 | kWh
0.94 | 8.227 | 9.167 | kWh
0.94 | 6.2562 | 7.1962 | kWh
0.94 | 5.09 | 6.03 | kWh
0.94 | 5.1245 | 6.0645 | kWh
0.94 | 6.0222 | 6.9622 | kWh
0.94 | 8.2704 | 9.2104 | kWh
0.94 | 11.2802 | 12.2202 | kWh
0.94 | 14.4549 | 15.3949 | kWh
0.94 | 17.7361 | 18.6761 | kWh
0.94 | 21.1991 | 22.1391 | kWh
0.94 | 25.1191 | 26.0591 | kWh
0.94 | 28.8878 | 29.8278 | kWh
0.94 | 31.4065 | 32.3465 | kWh
0.94 | 32.7107 | 33.6507 | kWh
0.94 | 33.1482 | 34.0882 | kWh
0.94 | 32.561 | 33.501 | kWh
0.94 | 31.2065 | 32.1465 | kWh
0.94 | 23.1461 | 24.0861 | kWh
0.94 | 21.6894 | 22.6294 | kWh
0.94 | 19.9358 | 20.8758 | kWh
0.94 | 17.9945 | 18.9345 | kWh
0.94 | 14.4744 | 15.4144 | kWh
0.94 | 10.7976 | 11.7376 | kWh
7.3918 | 8.714 | 16.1057 | kWh
11.8268 | 8.1236 | 19.9504 | kWh
16.2619 | 10.0387 | 26.3005 | kWh
16.2619 | 14.8094 | 31.0713 | kWh
16.2619 | 16.9817 | 33.2435 | kWh
15.5227 | 18.4037 | 33.9264 | kWh
15.5227 | 19.8461 | 35.3688 | kWh
12.566 | 21.6026 | 34.1685 | kWh
11.8268 | 23.2891 | 35.1159 | kWh
15.5227 | 24.9711 | 40.4938 | kWh
19.9577 | 26.3319 | 46.2897 | kWh
19.9577 | 26.81 | 46.7678 | kWh
14.7835 | 26.3352 | 41.1187 | kWh
7.3918 | 23.279 | 30.6708 | kWh
0.94 | 22.4215 | 23.3615 | kWh
0.94 | 22.7541 | 23.6941 | kWh
0.94 | 23.3368 | 24.2768 | kWh
0.94 | 23.6162 | 24.5562 | kWh
0.94 | 23.1461 | 24.0861 | kWh
0.94 | 21.6894 | 22.6294 | kWh
0.94 | 19.9358 | 20.8758 | kWh
0.94 | 17.9945 | 18.9345 | kWh
0.94 | 14.4744 | 15.4144 | kWh
0.94 | 10.7976 | 11.7376 | kWh
7.3918 | 8.714 | 16.1057 | kWh
11.8268 | 8.1236 | 19.9504 | kWh
16.2619 | 10.0387 | 26.3005 | kWh
16.2619 | 14.8094 | 31.0713 | kWh
16.2619 | 16.9817 | 33.2435 | kWh
15.5227 | 18.4037 | 33.9264 | kWh
15.5227 | 19.8461 | 35.3688 | kWh
12.566 | 21.6026 | 34.1685 | kWh
11.8268 | 23.2891 | 35.1159 | kWh
15.5227 | 24.9711 | 40.4938 | kWh
19.9577 | 26.3319 | 46.2897 | kWh
19.9577 | 26.81 | 46.7678 | kWh
14.7835 | 26.3352 | 41.1187 | kWh
7.3918 | 23.279 | 30.6708 | kWh
0.94 | 22.4215 | 23.3615 | kWh
0.94 | 22.7541 | 23.6941 | kWh
0.94 | 23.3368 | 24.2768 | kWh
0.94 | 23.6162 | 24.5562 | kWh
0.94 | 23.1461 | 24.0861 | kWh
0.94 | 21.6894 | 22.6294 | kWh
0.94 | 19.9358 | 20.8758 | kWh
0.94 | 17.9945 | 18.9345 | kWh
0.94 | 14.4744 | 15.4144 | kWh
0.94 | 10.7976 | 11.7376 | kWh
7.3918 | 8.714 | 16.1057 | kWh
11.8268 | 8.1236 | 19.9504 | kWh
16.2619 | 10.0387 | 26.3005 | kWh
16.2619 | 14.8094 | 31.0713 | kWh
16.2619 | 16.9817 | 33.2435 | kWh
15.5227 | 18.4037 | 33.9264 | kWh
15.5227 | 19.8461 | 35.3688 | kWh
12.566 | 21.6026 | 34.1685 | kWh
11.8268 | 23.2891 | 35.1159 | kWh
15.5227 | 24.9711 | 40.4938 | kWh
19.9577 | 26.3319 | 46.2897 | kWh
19.9577 | 26.81 | 46.7678 | kWh
14.7835 | 26.3352 | 41.1187 | kWh
7.3918 | 23.279 | 30.6708 | kWh
0.94 | 22.4215 | 23.3615 | kWh
0.94 | 22.7541 | 23.6941 | kWh
0.94 | 23.3368 | 24.2768 | kWh
0.94 | 23.6162 | 24.5562 | kWh
0.94 | 23.1461 | 24.0861 | kWh
0.94 | 21.6894 | 22.6294 | kWh
0.94 | 19.9358 | 20.8758 | kWh
0.94 | 17.9945 | 18.9345 | kWh
0.94 | 14.4744 | 15.4144 | kWh
0.94 | 10.7976 | 11.7376 | kWh
7.3918 | 8.714 | 16.1057 | kWh
11.8268 | 8.1236 | 19.9504 | kWh
16.2619 | 10.0387 | 26.3005 | kWh
16.2619 | 14.8094 | 31.0713 | kWh
16.2619 | 16.9817 | 33.2435 | kWh
15.5227 | 18.4037 | 33.9264 | kWh
15.5227 | 19.8461 | 35.3688 | kWh
12.566 | 21.6026 | 34.1685 | kWh
11.8268 | 23.2891 | 35.1159 | kWh
15.5227 | 24.9711 | 40.4938 | kWh
19.9577 | 26.3319 | 46.2897 | kWh
19.9577 | 26.81 | 46.7678 | kWh
14.7835 | 26.3352 | 41.1187 | kWh
7.3918 | 23.279 | 30.6708 | kWh
0.94 | 22.4215 | 23.3615 | kWh
0.94 | 22.7541 | 23.6941 | kWh
0.94 | 23.3368 | 24.2768 | kWh
0.94 | 23.6162 | 24.5562 | kWh
0.94 | 23.1461 | 24.0861 | kWh
0.94 | 21.6894 | 22.6294 | kWh
0.94 | 19.9358 | 20.8758 | kWh
0.94 | 17.9945 | 18.9345 | kWh
0.94 | 14.4744 | 15.4144 | kWh
0.94 | 10.7976 | 11.7376 | kWh
7.3918 | 8.714 | 16.1057 | kWh
11.8268 | 8.1236 | 19.9504 | kWh
16.2619 | 10.0387 | 26.3005 | kWh
16.2619 | 14.8094 | 31.0713 | kWh
16.2619 | 16.9817 | 33.2435 | kWh
15.5227 | 18.4037 | 33.9264 | kWh
15.5227 | 19.8461 | 35.3688 | kWh
12.566 | 21.6026 | 34.1685 | kWh
11.8268 | 23.2891 | 35.1159 | kWh
15.5227 | 24.9711 | 40.4938 | kWh
19.9577 | 26.3319 | 46.2897 | kWh
19.9577 | 26.81 | 46.7678 | kWh
14.7835 | 26.3352 | 41.1187 | kWh
7.3918 | 23.279 | 30.6708 | kWh
0.94 | 22.4215 | 23.3615 | kWh
0.94 | 22.7541 | 23.6941 | kWh
0.94 | 23.3368 | 24.2768 | kWh
0.94 | 23.6162 | 24.5562 | kWh
0.94 | 29.3065 | 30.2465 | kWh
0.94 | 27.2091 | 28.1491 | kWh
0.94 | 24.2707 | 25.2107 | kWh
0.94 | 20.5017 | 21.4417 | kWh
0.94 | 16.5788 | 17.5188 | kWh
0.94 | 13.4014 | 14.3414 | kWh
0.94 | 10.7273 | 11.6673 | kWh
0.94 | 8.227 | 9.167 | kWh
0.94 | 6.2562 | 7.1962 | kWh
0.94 | 5.09 | 6.03 | kWh
0.94 | 5.1245 | 6.0645 | kWh
0.94 | 6.0222 | 6.9622 | kWh
0.94 | 8.2704 | 9.2104 | kWh
0.94 | 11.2802 | 12.2202 | kWh
0.94 | 14.4549 | 15.3949 | kWh
0.94 | 17.7361 | 18.6761 | kWh
0.94 | 21.1991 | 22.1391 | kWh
0.94 | 25.1191 | 26.0591 | kWh
0.94 | 28.8878 | 29.8278 | kWh
0.94 | 31.4065 | 32.3465 | kWh
0.94 | 32.7107 | 33.6507 | kWh
0.94 | 33.1482 | 34.0882 | kWh
0.94 | 32.561 | 33.501 | kWh
0.94 | 31.2065 | 32.1465 | kWh
0.94 | 29.3065 | 30.2465 | kWh
0.94 | 27.2091 | 28.1491 | kWh
0.94 | 24.2707 | 25.2107 | kWh
0.94 | 20.5017 | 21.4417 | kWh
0.94 | 16.5788 | 17.5188 | kWh
0.94 | 13.4014 | 14.3414 | kWh
0.94 | 10.7273 | 11.6673 | kWh
0.94 | 8.227 | 9.167 | kWh
0.94 | 6.2562 | 7.1962 | kWh
0.94 | 5.09 | 6.03 | kWh
0.94 | 5.1245 | 6.0645 | kWh
0.94 | 6.0222 | 6.9622 | kWh
0.94 | 8.2704 | 9.2104 | kWh
0.94 | 11.2802 | 12.2202 | kWh
0.94 | 14.4549 | 15.3949 | kWh
0.94 | 17.7361 | 18.6761 | kWh
0.94 | 21.1991 | 22.1391 | kWh
0.94 | 25.1191 | 26.0591 | kWh
0.94 | 28.8878 | 29.8278 | kWh
0.94 | 31.4065 | 32.3465 | kWh
0.94 | 32.7107 | 33.6507 | kWh
0.94 | 33.1482 | 34.0882 | kWh
0.94 | 32.561 | 33.501 | kWh
0.94 | 31.2065 | 32.1465 | kWh
0.94 | 23.1461 | 24.0861 | kWh
0.94 | 21.6894 | 22.6294 | kWh
0.94 | 19.9358 | 20.8758 | kWh
0.94 | 17.9945 | 18.9345 | kWh
0.94 | 14.4744 | 15.4144 | kWh
0.94 | 10.7976 | 11.7376 | kWh
7.3918 | 8.714 | 16.1057 | kWh
11.8268 | 8.1236 | 19.9504 | kWh
16.2619 | 10.0387 | 26.3005 | kWh
16.2619 | 14.8094 | 31.0713 | kWh
16.2619 | 16.9817 | 33.2435 | kWh
15.5227 | 18.4037 | 33.9264 | kWh
15.5227 | 19.8461 | 35.3688 | kWh
12.566 | 21.6026 | 34.1685 | kWh
11.8268 | 23.2891 | 35.1159 | kWh
15.5227 | 24.9711 | 40.4938 | kWh
19.9577 | 26.3319 | 46.2897 | kWh
19.9577 | 26.81 | 46.7678 | kWh
14.7835 | 26.3352 | 41.1187 | kWh
7.3918 | 23.279 | 30.6708 | kWh
0.94 | 22.4215 | 23.3615 | kWh
0.94 | 22.7541 | 23.6941 | kWh
0.94 | 23.3368 | 24.2768 | kWh
0.94 | 23.6162 | 24.5562 | kWh
0.94 | 23.1461 | 24.0861 | kWh
0.94 | 21.6894 | 22.6294 | kWh
0.94 | 19.9358 | 20.8758 | kWh
0.94 | 17.9945 | 18.9345 | kWh
0.94 | 14.4744 | 15.4144 | kWh
0.94 | 10.7976 | 11.7376 | kWh
7.3918 | 8.714 | 16.1057 | kWh
11.8268 | 8.1236 | 19.9504 | kWh
16.2619 | 10.0387 | 26.3005 | kWh
16.2619 | 14.8094 | 31.0713 | kWh
16.2619 | 16.9817 | 33.2435 | kWh
15.5227 | 18.4037 | 33.9264 | kWh
15.5227 | 19.8461 | 35.3688 | kWh
12.566 | 21.6026 | 34.1685 | kWh
11.8268 | 23.2891 | 35.1159 | kWh
15.5227 | 24.9711 | 40.4938 | kWh
19.9577 | 26.3319 | 46.2897 | kWh
19.9577 | 26.81 | 46.7678 | kWh
14.7835 | 26.3352 | 41.1187 | kWh
7.3918 | 23.279 | 30.6708 | kWh
0.94 | 22.4215 | 23.3615 | kWh
0.94 | 22.7541 | 23.6941 | kWh
0.94 | 23.3368 | 24.2768 | kWh
0.94 | 23.6162 | 24.5562 | kWh
0.94 | 23.1461 | 24.0861 | kWh
0.94 | 21.6894 | 22.6294 | kWh
0.94 | 19.9358 | 20.8758 | kWh
0.94 | 17.9945 | 18.9345 | kWh
0.94 | 14.4744 | 15.4144 | kWh
0.94 | 10.7976 | 11.7376 | kWh
7.3918 | 8.714 | 16.1057 | kWh
11.8268 | 8.1236 | 19.9504 | kWh
16.2619 | 10.0387 | 26.3005 | kWh
16.2619 | 14.8094 | 31.0713 | kWh
16.2619 | 16.9817 | 33.2435 | kWh
15.5227 | 18.4037 | 33.9264 | kWh
15.5227 | 19.8461 | 35.3688 | kWh
12.566 | 21.6026 | 34.1685 | kWh
11.8268 | 23.2891 | 35.1159 | kWh
15.5227 | 24.9711 | 40.4938 | kWh
19.9577 | 26.3319 | 46.2897 | kWh
19.9577 | 26.81 | 46.7678 | kWh
14.7835 | 26.3352 | 41.1187 | kWh
7.3918 | 23.279 | 30.6708 | kWh
0.94 | 22.4215 | 23.3615 | kWh
0.94 | 22.7541 | 23.6941 | kWh
0.94 | 23.3368 | 24.2768 | kWh
0.94 | 23.6162 | 24.5562 | kWh
0.94 | 23.1461 | 24.0861 | kWh
0.94 | 21.6894 | 22.6294 | kWh
0.94 | 19.9358 | 20.8758 | kWh
0.94 | 17.9945 | 18.9345 | kWh
0.94 | 14.4744 | 15.4144 | kWh
0.94 | 10.7976 | 11.7376 | kWh
7.3918 | 8.714 | 16.1057 | kWh
11.8268 | 8.1236 | 19.9504 | kWh
16.2619 | 10.0387 | 26.3005 | kWh
16.2619 | 14.8094 | 31.0713 | kWh
16.2619 | 16.9817 | 33.2435 | kWh
15.5227 | 18.4037 | 33.9264 | kWh
15.5227 | 19.8461 | 35.3688 | kWh
12.566 | 21.6026 | 34.1685 | kWh
11.8268 | 23.2891 | 35.1159 | kWh
15.5227 | 24.9711 | 40.4938 | kWh
19.9577 | 26.3319 | 46.2897 | kWh
19.9577 | 26.81 | 46.7678 | kWh
14.7835 | 26.3352 | 41.1187 | kWh
7.3918 | 23.279 | 30.6708 | kWh
0.94 | 22.4215 | 23.3615 | kWh
0.94 | 22.7541 | 23.6941 | kWh
0.94 | 23.3368 | 24.2768 | kWh
0.94 | 23.6162 | 24.5562 | kWh
0.94 | 23.1461 | 24.0861 | kWh
0.94 | 21.6894 | 22.6294 | kWh
0.94 | 19.9358 | 20.8758 | kWh
0.94 | 17.9945 | 18.9345 | kWh
0.94 | 14.4744 | 15.4144 | kWh
0.94 | 10.7976 | 11.7376 | kWh
7.3918 | 8.714 | 16.1057 | kWh
11.8268 | 8.1236 | 19.9504 | kWh
16.2619 | 10.0387 | 26.3005 | kWh
16.2619 | 14.8094 | 31.0713 | kWh
16.2619 | 16.9817 | 33.2435 | kWh
15.5227 | 18.4037 | 33.9264 | kWh
15.5227 | 19.8461 | 35.3688 | kWh
12.566 | 21.6026 | 34.1685 | kWh
11.8268 | 23.2891 | 35.1159 | kWh
15.5227 | 24.9711 | 40.4938 | kWh
19.9577 | 26.3319 | 46.2897 | kWh
19.9577 | 26.81 | 46.7678 | kWh
14.7835 | 26.3352 | 41.1187 | kWh
7.3918 | 23.279 | 30.6708 | kWh
0.94 | 22.4215 | 23.3615 | kWh
0.94 | 22.7541 | 23.6941 | kWh
0.94 | 23.3368 | 24.2768 | kWh
0.94 | 23.6162 | 24.5562 | kWh
0.94 | 29.3065 | 30.2465 | kWh
0.94 | 27.2091 | 28.1491 | kWh
0.94 | 24.2707 | 25.2107 | kWh
0.94 | 20.5017 | 21.4417 | kWh
0.94 | 16.5788 | 17.5188 | kWh
0.94 | 13.4014 | 14.3414 | kWh
0.94 | 10.7273 | 11.6673 | kWh
0.94 | 8.227 | 9.167 | kWh
0.94 | 6.2562 | 7.1962 | kWh
0.94 | 5.09 | 6.03 | kWh
0.94 | 5.1245 | 6.0645 | kWh
0.94 | 6.0222 | 6.9622 | kWh
0.94 | 8.2704 | 9.2104 | kWh
0.94 | 11.2802 | 12.2202 | kWh
0.94 | 14.4549 | 15.3949 | kWh
0.94 | 17.7361 | 18.6761 | kWh
0.94 | 21.1991 | 22.1391 | kWh
0.94 | 25.1191 | 26.0591 | kWh
0.94 | 28.8878 | 29.8278 | kWh
0.94 | 31.4065 | 32.3465 | kWh
0.94 | 32.7107 | 33.6507 | kWh
0.94 | 33.1482 | 34.0882 | kWh
0.94 | 32.561 | 33.501 | kWh
0.94 | 31.2065 | 32.1465 | kWh
0.94 | 29.3065 | 30.2465 | kWh
0.94 | 27.2091 | 28.1491 | kWh
0.94 | 24.2707 | 25.2107 | kWh
0.94 | 20.5017 | 21.4417 | kWh
0.94 | 16.5788 | 17.5188 | kWh
0.94 | 13.4014 | 14.3414 | kWh
0.94 | 10.7273 | 11.6673 | kWh
0.94 | 8.227 | 9.167 | kWh
0.94 | 6.2562 | 7.1962 | kWh
0.94 | 5.09 | 6.03 | kWh
0.94 | 5.1245 | 6.0645 | kWh
0.94 | 6.0222 | 6.9622 | kWh
0.94 | 8.2704 | 9.2104 | kWh
0.94 | 11.2802 | 12.2202 | kWh
0.94 | 14.4549 | 15.3949 | kWh
0.94 | 17.7361 | 18.6761 | kWh
0.94 | 21.1991 | 22.1391 | kWh
0.94 | 25.1191 | 26.0591 | kWh
0.94 | 28.8878 | 29.8278 | kWh
0.94 | 31.4065 | 32.3465 | kWh
0.94 | 32.7107 | 33.6507 | kWh
0.94 | 33.1482 | 34.0882 | kWh
0.94 | 32.561 | 33.501 | kWh
0.94 | 31.2065 | 32.1465 | kWh
0.94 | 23.1461 | 24.0861 | kWh
0.94 | 21.6894 | 22.6294 | kWh
0.94 | 19.9358 | 20.8758 | kWh
0.94 | 17.9945 | 18.9345 | kWh
0.94 | 14.4744 | 15.4144 | kWh
0.94 | 10.7976 | 11.7376 | kWh
7.3918 | 8.714 | 16.1057 | kWh
11.8268 | 8.1236 | 19.9504 | kWh
16.2619 | 10.0387 | 26.3005 | kWh
16.2619 | 14.8094 | 31.0713 | kWh
16.2619 | 16.9817 | 33.2435 | kWh
15.5227 | 18.4037 | 33.9264 | kWh
15.5227 | 19.8461 | 35.3688 | kWh
12.566 | 21.6026 | 34.1685 | kWh
11.8268 | 23.2891 | 35.1159 | kWh
15.5227 | 24.9711 | 40.4938 | kWh
19.9577 | 26.3319 | 46.2897 | kWh
19.9577 | 26.81 | 46.7678 | kWh
14.7835 | 26.3352 | 41.1187 | kWh
7.3918 | 23.279 | 30.6708 | kWh
0.94 | 22.4215 | 23.3615 | kWh
0.94 | 22.7541 | 23.6941 | kWh
0.94 | 23.3368 | 24.2768 | kWh
0.94 | 23.6162 | 24.5562 | kWh
0.94 | 23.1461 | 24.0861 | kWh
0.94 | 21.6894 | 22.6294 | kWh
0.94 | 19.9358 | 20.8758 | kWh
0.94 | 17.9945 | 18.9345 | kWh
0.94 | 14.4744 | 15.4144 | kWh
0.94 | 10.7976 | 11.7376 | kWh
7.3918 | 8.714 | 16.1057 | kWh
11.8268 | 8.1236 | 19.9504 | kWh
16.2619 | 10.0387 | 26.3005 | kWh
16.2619 | 14.8094 | 31.0713 | kWh
16.2619 | 16.9817 | 33.2435 | kWh
15.5227 | 18.4037 | 33.9264 | kWh
15.5227 | 19.8461 | 35.3688 | kWh
12.566 | 21.6026 | 34.1685 | kWh
11.8268 | 23.2891 | 35.1159 | kWh
15.5227 | 24.9711 | 40.4938 | kWh
19.9577 | 26.3319 | 46.2897 | kWh
19.9577 | 26.81 | 46.7678 | kWh
14.7835 | 26.3352 | 41.1187 | kWh
7.3918 | 23.279 | 30.6708 | kWh
0.94 | 22.4215 | 23.3615 | kWh
0.94 | 22.7541 | 23.6941 | kWh
0.94 | 23.3368 | 24.2768 | kWh
0.94 | 23.6162 | 24.5562 | kWh
0.94 | 23.1461 | 24.0861 | kWh
0.94 | 21.6894 | 22.6294 | kWh
0.94 | 19.9358 | 20.8758 | kWh
0.94 | 17.9945 | 18.9345 | kWh
0.94 | 14.4744 | 15.4144 | kWh
0.94 | 10.7976 | 11.7376 | kWh
7.3918 | 8.714 | 16.1057 | kWh
11.8268 | 8.1236 | 19.9504 | kWh
16.2619 | 10.0387 | 26.3005 | kWh
16.2619 | 14.8094 | 31.0713 | kWh
16.2619 | 16.9817 | 33.2435 | kWh
15.5227 | 18.4037 | 33.9264 | kWh
15.5227 | 19.8461 | 35.3688 | kWh
12.566 | 21.6026 | 34.1685 | kWh
11.8268 | 23.2891 | 35.1159 | kWh
15.5227 | 24.9711 | 40.4938 | kWh
19.9577 | 26.3319 | 46.2897 | kWh
19.9577 | 26.81 | 46.7678 | kWh
14.7835 | 26.3352 | 41.1187 | kWh
7.3918 | 23.279 | 30.6708 | kWh
0.94 | 22.4215 | 23.3615 | kWh
0.94 | 22.7541 | 23.6941 | kWh
0.94 | 23.3368 | 24.2768 | kWh
0.94 | 23.6162 | 24.5562 | kWh
0.94 | 23.1461 | 24.0861 | kWh
0.94 | 21.6894 | 22.6294 | kWh
0.94 | 19.9358 | 20.8758 | kWh
0.94 | 17.9945 | 18.9345 | kWh
0.94 | 14.4744 | 15.4144 | kWh
0.94 | 10.7976 | 11.7376 | kWh
7.3918 | 8.714 | 16.1057 | kWh
11.8268 | 8.1236 | 19.9504 | kWh
16.2619 | 10.0387 | 26.3005 | kWh
16.2619 | 14.8094 | 31.0713 | kWh
16.2619 | 16.9817 | 33.2435 | kWh
15.5227 | 18.4037 | 33.9264 | kWh
15.5227 | 19.8461 | 35.3688 | kWh
12.566 | 21.6026 | 34.1685 | kWh
11.8268 | 23.2891 | 35.1159 | kWh
15.5227 | 24.9711 | 40.4938 | kWh
19.9577 | 26.3319 | 46.2897 | kWh
19.9577 | 26.81 | 46.7678 | kWh
14.7835 | 26.3352 | 41.1187 | kWh
7.3918 | 23.279 | 30.6708 | kWh
0.94 | 22.4215 | 23.3615 | kWh
0.94 | 22.7541 | 23.6941 | kWh
0.94 | 23.3368 | 24.2768 | kWh
0.94 | 23.6162 | 24.5562 | kWh
0.94 | 23.1461 | 24.0861 | kWh
0.94 | 21.6894 | 22.6294 | kWh
0.94 | 19.9358 | 20.8758 | kWh
0.94 | 17.9945 | 18.9345 | kWh
0.94 | 14.4744 | 15.4144 | kWh
0.94 | 10.7976 | 11.7376 | kWh
7.3918 | 8.714 | 16.1057 | kWh
11.8268 | 8.1236 | 19.9504 | kWh
16.2619 | 10.0387 | 26.3005 | kWh
16.2619 | 14.8094 | 31.0713 | kWh
16.2619 | 16.9817 | 33.2435 | kWh
15.5227 | 18.4037 | 33.9264 | kWh
15.5227 | 19.8461 | 35.3688 | kWh
12.566 | 21.6026 | 34.1685 | kWh
11.8268 | 23.2891 | 35.1159 | kWh
15.5227 | 24.9711 | 40.4938 | kWh
19.9577 | 26.3319 | 46.2897 | kWh
19.9577 | 26.81 | 46.7678 | kWh
14.7835 | 26.3352 | 41.1187 | kWh
7.3918 | 23.279 | 30.6708 | kWh
0.94 | 22.4215 | 23.3615 | kWh
0.94 | 22.7541 | 23.6941 | kWh
0.94 | 23.3368 | 24.2768 | kWh
0.94 | 23.6162 | 24.5562 | kWh
0.94 | 29.3065 | 30.2465 | kWh
0.94 | 27.2091 | 28.1491 | kWh
0.94 | 24.2707 | 25.2107 | kWh
0.94 | 20.5017 | 21.4417 | kWh
0.94 | 16.5788 | 17.5188 | kWh
0.94 | 13.4014 | 14.3414 | kWh
0.94 | 10.7273 | 11.6673 | kWh
0.94 | 8.227 | 9.167 | kWh
0.94 | 6.2562 | 7.1962 | kWh
0.94 | 5.09 | 6.03 | kWh
0.94 | 5.1245 | 6.0645 | kWh
0.94 | 6.0222 | 6.9622 | kWh
0.94 | 8.2704 | 9.2104 | kWh
0.94 | 11.2802 | 12.2202 | kWh
0.94 | 14.4549 | 15.3949 | kWh
0.94 | 17.7361 | 18.6761 | kWh
0.94 | 21.1991 | 22.1391 | kWh
0.94 | 25.1191 | 26.0591 | kWh
0.94 | 28.8878 | 29.8278 | kWh
0.94 | 31.4065 | 32.3465 | kWh
0.94 | 32.7107 | 33.6507 | kWh
0.94 | 33.1482 | 34.0882 | kWh
0.94 | 32.561 | 33.501 | kWh
0.94 | 31.2065 | 32.1465 | kWh
0.94 | 29.3065 | 30.2465 | kWh
0.94 | 27.2091 | 28.1491 | kWh
0.94 | 24.2707 | 25.2107 | kWh
0.94 | 20.5017 | 21.4417 | kWh
0.94 | 16.5788 | 17.5188 | kWh
0.94 | 13.4014 | 14.3414 | kWh
0.94 | 10.7273 | 11.6673 | kWh
0.94 | 8.227 | 9.167 | kWh
0.94 | 6.2562 | 7.1962 | kWh
0.94 | 5.09 | 6.03 | kWh
0.94 | 5.1245 | 6.0645 | kWh
0.94 | 6.0222 | 6.9622 | kWh
0.94 | 8.2704 | 9.2104 | kWh
0.94 | 11.2802 | 12.2202 | kWh
0.94 | 14.4549 | 15.3949 | kWh
0.94 | 17.7361 | 18.6761 | kWh
0.94 | 21.1991 | 22.1391 | kWh
0.94 | 25.1191 | 26.0591 | kWh
0.94 | 28.8878 | 29.8278 | kWh
0.94 | 31.4065 | 32.3465 | kWh
0.94 | 32.7107 | 33.6507 | kWh
0.94 | 33.1482 | 34.0882 | kWh
0.94 | 32.561 | 33.501 | kWh
0.94 | 31.2065 | 32.1465 | kWh
0.94 | 23.1461 | 24.0861 | kWh
0.94 | 21.6894 | 22.6294 | kWh
0.94 | 19.9358 | 20.8758 | kWh
0.94 | 17.9945 | 18.9345 | kWh
0.94 | 14.4744 | 15.4144 | kWh
0.94 | 10.7976 | 11.7376 | kWh
7.3918 | 8.714 | 16.1057 | kWh
11.8268 | 8.1236 | 19.9504 | kWh
16.2619 | 10.0387 | 26.3005 | kWh
16.2619 | 14.8094 | 31.0713 | kWh
16.2619 | 16.9817 | 33.2435 | kWh
15.5227 | 18.4037 | 33.9264 | kWh
15.5227 | 19.8461 | 35.3688 | kWh
12.566 | 21.6026 | 34.1685 | kWh
11.8268 | 23.2891 | 35.1159 | kWh
15.5227 | 24.9711 | 40.4938 | kWh
19.9577 | 26.3319 | 46.2897 | kWh
19.9577 | 26.81 | 46.7678 | kWh
14.7835 | 26.3352 | 41.1187 | kWh
7.3918 | 23.279 | 30.6708 | kWh
0.94 | 22.4215 | 23.3615 | kWh
0.94 | 22.7541 | 23.6941 | kWh
0.94 | 23.3368 | 24.2768 | kWh
0.94 | 23.6162 | 24.5562 | kWh
0.94 | 23.1461 | 24.0861 | kWh
0.94 | 21.6894 | 22.6294 | kWh
0.94 | 19.9358 | 20.8758 | kWh
0.94 | 17.9945 | 18.9345 | kWh
0.94 | 14.4744 | 15.4144 | kWh
0.94 | 10.7976 | 11.7376 | kWh
7.3918 | 8.714 | 16.1057 | kWh
11.8268 | 8.1236 | 19.9504 | kWh
16.2619 | 10.0387 | 26.3005 | kWh
16.2619 | 14.8094 | 31.0713 | kWh
16.2619 | 16.9817 | 33.2435 | kWh
15.5227 | 18.4037 | 33.9264 | kWh
15.5227 | 19.8461 | 35.3688 | kWh
12.566 | 21.6026 | 34.1685 | kWh
11.8268 | 23.2891 | 35.1159 | kWh
15.5227 | 24.9711 | 40.4938 | kWh
19.9577 | 26.3319 | 46.2897 | kWh
19.9577 | 26.81 | 46.7678 | kWh
14.7835 | 26.3352 | 41.1187 | kWh
7.3918 | 23.279 | 30.6708 | kWh
0.94 | 22.4215 | 23.3615 | kWh
0.94 | 22.7541 | 23.6941 | kWh
0.94 | 23.3368 | 24.2768 | kWh
0.94 | 23.6162 | 24.5562 | kWh
0.94 | 23.1461 | 24.0861 | kWh
0.94 | 21.6894 | 22.6294 | kWh
0.94 | 19.9358 | 20.8758 | kWh
0.94 | 17.9945 | 18.9345 | kWh
0.94 | 14.4744 | 15.4144 | kWh
0.94 | 10.7976 | 11.7376 | kWh
7.3918 | 8.714 | 16.1057 | kWh
11.8268 | 8.1236 | 19.9504 | kWh
16.2619 | 10.0387 | 26.3005 | kWh
16.2619 | 14.8094 | 31.0713 | kWh
16.2619 | 16.9817 | 33.2435 | kWh
15.5227 | 18.4037 | 33.9264 | kWh
15.5227 | 19.8461 | 35.3688 | kWh
12.566 | 21.6026 | 34.1685 | kWh
11.8268 | 23.2891 | 35.1159 | kWh
15.5227 | 24.9711 | 40.4938 | kWh
19.9577 | 26.3319 | 46.2897 | kWh
19.9577 | 26.81 | 46.7678 | kWh
14.7835 | 26.3352 | 41.1187 | kWh
7.3918 | 23.279 | 30.6708 | kWh
0.94 | 22.4215 | 23.3615 | kWh
0.94 | 22.7541 | 23.6941 | kWh
0.94 | 23.3368 | 24.2768 | kWh
0.94 | 23.6162 | 24.5562 | kWh
0.94 | 23.1461 | 24.0861 | kWh
0.94 | 21.6894 | 22.6294 | kWh
0.94 | 19.9358 | 20.8758 | kWh
0.94 | 17.9945 | 18.9345 | kWh
0.94 | 14.4744 | 15.4144 | kWh
0.94 | 10.7976 | 11.7376 | kWh
7.3918 | 8.714 | 16.1057 | kWh
11.8268 | 8.1236 | 19.9504 | kWh
16.2619 | 10.0387 | 26.3005 | kWh
16.2619 | 14.8094 | 31.0713 | kWh
16.2619 | 16.9817 | 33.2435 | kWh
15.5227 | 18.4037 | 33.9264 | kWh
15.5227 | 19.8461 | 35.3688 | kWh
12.566 | 21.6026 | 34.1685 | kWh
11.8268 | 23.2891 | 35.1159 | kWh
15.5227 | 24.9711 | 40.4938 | kWh
19.9577 | 26.3319 | 46.2897 | kWh
19.9577 | 26.81 | 46.7678 | kWh
14.7835 | 26.3352 | 41.1187 | kWh
7.3918 | 23.279 | 30.6708 | kWh
0.94 | 22.4215 | 23.3615 | kWh
0.94 | 22.7541 | 23.6941 | kWh
0.94 | 23.3368 | 24.2768 | kWh
0.94 | 23.6162 | 24.5562 | kWh
0.94 | 23.1461 | 24.0861 | kWh
0.94 | 21.6894 | 22.6294 | kWh
0.94 | 19.9358 | 20.8758 | kWh
0.94 | 17.9945 | 18.9345 | kWh
0.94 | 14.4744 | 15.4144 | kWh
0.94 | 10.7976 | 11.7376 | kWh
7.3918 | 8.714 | 16.1057 | kWh
11.8268 | 8.1236 | 19.9504 | kWh
16.2619 | 10.0387 | 26.3005 | kWh
16.2619 | 14.8094 | 31.0713 | kWh
16.2619 | 16.9817 | 33.2435 | kWh
15.5227 | 18.4037 | 33.9264 | kWh
15.5227 | 19.8461 | 35.3688 | kWh
12.566 | 21.6026 | 34.1685 | kWh
11.8268 | 23.2891 | 35.1159 | kWh
15.5227 | 24.9711 | 40.4938 | kWh
19.9577 | 26.3319 | 46.2897 | kWh
19.9577 | 26.81 | 46.7678 | kWh
14.7835 | 26.3352 | 41.1187 | kWh
7.3918 | 23.279 | 30.6708 | kWh
0.94 | 22.4215 | 23.3615 | kWh
0.94 | 22.7541 | 23.6941 | kWh
0.94 | 23.3368 | 24.2768 | kWh
0.94 | 23.6162 | 24.5562 | kWh
0.94 | 29.3065 | 30.2465 | kWh
0.94 | 27.2091 | 28.1491 | kWh
0.94 | 24.2707 | 25.2107 | kWh
0.94 | 20.5017 | 21.4417 | kWh
0.94 | 16.5788 | 17.5188 | kWh
0.94 | 13.4014 | 14.3414 | kWh
0.94 | 10.7273 | 11.6673 | kWh
0.94 | 8.227 | 9.167 | kWh
0.94 | 6.2562 | 7.1962 | kWh
0.94 | 5.09 | 6.03 | kWh
0.94 | 5.1245 | 6.0645 | kWh
0.94 | 6.0222 | 6.9622 | kWh
0.94 | 8.2704 | 9.2104 | kWh
0.94 | 11.2802 | 12.2202 | kWh
0.94 | 14.4549 | 15.3949 | kWh
0.94 | 17.7361 | 18.6761 | kWh
0.94 | 21.1991 | 22.1391 | kWh
0.94 | 25.1191 | 26.0591 | kWh
0.94 | 28.8878 | 29.8278 | kWh
0.94 | 31.4065 | 32.3465 | kWh
0.94 | 32.7107 | 33.6507 | kWh
0.94 | 33.1482 | 34.0882 | kWh
0.94 | 32.561 | 33.501 | kWh
0.94 | 31.2065 | 32.1465 | kWh
0.94 | 29.3065 | 30.2465 | kWh
0.94 | 27.2091 | 28.1491 | kWh
0.94 | 24.2707 | 25.2107 | kWh
0.94 | 20.5017 | 21.4417 | kWh
0.94 | 16.5788 | 17.5188 | kWh
0.94 | 13.4014 | 14.3414 | kWh
0.94 | 10.7273 | 11.6673 | kWh
0.94 | 8.227 | 9.167 | kWh
0.94 | 6.2562 | 7.1962 | kWh
0.94 | 5.09 | 6.03 | kWh
0.94 | 5.1245 | 6.0645 | kWh
0.94 | 6.0222 | 6.9622 | kWh
0.94 | 8.2704 | 9.2104 | kWh
0.94 | 11.2802 | 12.2202 | kWh
0.94 | 14.4549 | 15.3949 | kWh
0.94 | 17.7361 | 18.6761 | kWh
0.94 | 21.1991 | 22.1391 | kWh
0.94 | 25.1191 | 26.0591 | kWh
0.94 | 28.8878 | 29.8278 | kWh
0.94 | 31.4065 | 32.3465 | kWh
0.94 | 32.7107 | 33.6507 | kWh
0.94 | 33.1482 | 34.0882 | kWh
0.94 | 32.561 | 33.501 | kWh
0.94 | 31.2065 | 32.1465 | kWh
0.94 | 23.1461 | 24.0861 | kWh
0.94 | 21.6894 | 22.6294 | kWh
0.94 | 19.9358 | 20.8758 | kWh
0.94 | 17.9945 | 18.9345 | kWh
0.94 | 14.4744 | 15.4144 | kWh
0.94 | 10.7976 | 11.7376 | kWh
7.3918 | 8.714 | 16.1057 | kWh
11.8268 | 8.1236 | 19.9504 | kWh
16.2619 | 10.0387 | 26.3005 | kWh
16.2619 | 14.8094 | 31.0713 | kWh
16.2619 | 16.9817 | 33.2435 | kWh
15.5227 | 18.4037 | 33.9264 | kWh
15.5227 | 19.8461 | 35.3688 | kWh
12.566 | 21.6026 | 34.1685 | kWh
11.8268 | 23.2891 | 35.1159 | kWh
15.5227 | 24.9711 | 40.4938 | kWh
19.9577 | 26.3319 | 46.2897 | kWh
19.9577 | 26.81 | 46.7678 | kWh
14.7835 | 26.3352 | 41.1187 | kWh
7.3918 | 23.279 | 30.6708 | kWh
0.94 | 22.4215 | 23.3615 | kWh
0.94 | 22.7541 | 23.6941 | kWh
0.94 | 23.3368 | 24.2768 | kWh
0.94 | 23.6162 | 24.5562 | kWh
0.94 | 23.1461 | 24.0861 | kWh
0.94 | 21.6894 | 22.6294 | kWh
0.94 | 19.9358 | 20.8758 | kWh
0.94 | 17.9945 | 18.9345 | kWh
0.94 | 14.4744 | 15.4144 | kWh
0.94 | 10.7976 | 11.7376 | kWh
7.3918 | 8.714 | 16.1057 | kWh
11.8268 | 8.1236 | 19.9504 | kWh
16.2619 | 10.0387 | 26.3005 | kWh
16.2619 | 14.8094 | 31.0713 | kWh
16.2619 | 16.9817 | 33.2435 | kWh
15.5227 | 18.4037 | 33.9264 | kWh
15.5227 | 19.8461 | 35.3688 | kWh
12.566 | 21.6026 | 34.1685 | kWh
11.8268 | 23.2891 | 35.1159 | kWh
15.5227 | 24.9711 | 40.4938 | kWh
19.9577 | 26.3319 | 46.2897 | kWh
19.9577 | 26.81 | 46.7678 | kWh
14.7835 | 26.3352 | 41.1187 | kWh
7.3918 | 23.279 | 30.6708 | kWh
0.94 | 22.4215 | 23.3615 | kWh
0.94 | 22.7541 | 23.6941 | kWh
0.94 | 23.3368 | 24.2768 | kWh
0.94 | 23.6162 | 24.5562 | kWh
0.94 | 23.1461 | 24.0861 | kWh
0.94 | 21.6894 | 22.6294 | kWh
0.94 | 19.9358 | 20.8758 | kWh
0.94 | 17.9945 | 18.9345 | kWh
0.94 | 14.4744 | 15.4144 | kWh
0.94 | 10.7976 | 11.7376 | kWh
7.3918 | 8.714 | 16.1057 | kWh
11.8268 | 8.1236 | 19.9504 | kWh
16.2619 | 10.0387 | 26.3005 | kWh
16.2619 | 14.8094 | 31.0713 | kWh
16.2619 | 16.9817 | 33.2435 | kWh
15.5227 | 18.4037 | 33.9264 | kWh
15.5227 | 19.8461 | 35.3688 | kWh
12.566 | 21.6026 | 34.1685 | kWh
11.8268 | 23.2891 | 35.1159 | kWh
15.5227 | 24.9711 | 40.4938 | kWh
19.9577 | 26.3319 | 46.2897 | kWh
19.9577 | 26.81 | 46.7678 | kWh
14.7835 | 26.3352 | 41.1187 | kWh
7.3918 | 23.279 | 30.6708 | kWh
0.94 | 22.4215 | 23.3615 | kWh
0.94 | 22.7541 | 23.6941 | kWh
0.94 | 23.3368 | 24.2768 | kWh
0.94 | 23.6162 | 24.5562 | kWh
0.94 | 23.1461 | 24.0861 | kWh
0.94 | 21.6894 | 22.6294 | kWh
0.94 | 19.9358 | 20.8758 | kWh
0.94 | 17.9945 | 18.9345 | kWh
0.94 | 14.4744 | 15.4144 | kWh
0.94 | 10.7976 | 11.7376 | kWh
7.3918 | 8.714 | 16.1057 | kWh
11.8268 | 8.1236 | 19.9504 | kWh
16.2619 | 10.0387 | 26.3005 | kWh
16.2619 | 14.8094 | 31.0713 | kWh
16.2619 | 16.9817 | 33.2435 | kWh
15.5227 | 18.4037 | 33.9264 | kWh
15.5227 | 19.8461 | 35.3688 | kWh
12.566 | 21.6026 | 34.1685 | kWh
11.8268 | 23.2891 | 35.1159 | kWh
15.5227 | 24.9711 | 40.4938 | kWh
19.9577 | 26.3319 | 46.2897 | kWh
19.9577 | 26.81 | 46.7678 | kWh
14.7835 | 26.3352 | 41.1187 | kWh
7.3918 | 23.279 | 30.6708 | kWh
0.94 | 22.4215 | 23.3615 | kWh
0.94 | 22.7541 | 23.6941 | kWh
0.94 | 23.3368 | 24.2768 | kWh
0.94 | 23.6162 | 24.5562 | kWh
0.94 | 23.1461 | 24.0861 | kWh
0.94 | 21.6894 | 22.6294 | kWh
0.94 | 19.9358 | 20.8758 | kWh
0.94 | 17.9945 | 18.9345 | kWh
0.94 | 14.4744 | 15.4144 | kWh
0.94 | 10.7976 | 11.7376 | kWh
7.3918 | 8.714 | 16.1057 | kWh
11.8268 | 8.1236 | 19.9504 | kWh
16.2619 | 10.0387 | 26.3005 | kWh
16.2619 | 14.8094 | 31.0713 | kWh
16.2619 | 16.9817 | 33.2435 | kWh
15.5227 | 18.4037 | 33.9264 | kWh
15.5227 | 19.8461 | 35.3688 | kWh
12.566 | 21.6026 | 34.1685 | kWh
11.8268 | 23.2891 | 35.1159 | kWh
15.5227 | 24.9711 | 40.4938 | kWh
19.9577 | 26.3319 | 46.2897 | kWh
19.9577 | 26.81 | 46.7678 | kWh
14.7835 | 26.3352 | 41.1187 | kWh
7.3918 | 23.279 | 30.6708 | kWh
0.94 | 22.4215 | 23.3615 | kWh
0.94 | 22.7541 | 23.6941 | kWh
0.94 | 23.3368 | 24.2768 | kWh
0.94 | 23.6162 | 24.5562 | kWh
0.94 | 29.3065 | 30.2465 | kWh
0.94 | 27.2091 | 28.1491 | kWh
0.94 | 24.2707 | 25.2107 | kWh
0.94 | 20.5017 | 21.4417 | kWh
0.94 | 16.5788 | 17.5188 | kWh
0.94 | 13.4014 | 14.3414 | kWh
0.94 | 10.7273 | 11.6673 | kWh
0.94 | 8.227 | 9.167 | kWh
0.94 | 6.2562 | 7.1962 | kWh
0.94 | 5.09 | 6.03 | kWh
0.94 | 5.1245 | 6.0645 | kWh
0.94 | 6.0222 | 6.9622 | kWh
0.94 | 8.2704 | 9.2104 | kWh
0.94 | 11.2802 | 12.2202 | kWh
0.94 | 14.4549 | 15.3949 | kWh
0.94 | 17.7361 | 18.6761 | kWh
0.94 | 21.1991 | 22.1391 | kWh
0.94 | 25.1191 | 26.0591 | kWh
0.94 | 28.8878 | 29.8278 | kWh
0.94 | 31.4065 | 32.3465 | kWh
0.94 | 32.7107 | 33.6507 | kWh
0.94 | 33.1482 | 34.0882 | kWh
0.94 | 32.561 | 33.501 | kWh
0.94 | 31.2065 | 32.1465 | kWh
0.94 | 29.3065 | 30.2465 | kWh
0.94 | 27.2091 | 28.1491 | kWh
0.94 | 24.2707 | 25.2107 | kWh
0.94 | 20.5017 | 21.4417 | kWh
0.94 | 16.5788 | 17.5188 | kWh
0.94 | 13.4014 | 14.3414 | kWh
0.94 | 10.7273 | 11.6673 | kWh
0.94 | 8.227 | 9.167 | kWh
0.94 | 6.2562 | 7.1962 | kWh
0.94 | 5.09 | 6.03 | kWh
0.94 | 5.1245 | 6.0645 | kWh
0.94 | 6.0222 | 6.9622 | kWh
0.94 | 8.2704 | 9.2104 | kWh
0.94 | 11.2802 | 12.2202 | kWh
0.94 | 14.4549 | 15.3949 | kWh
0.94 | 17.7361 | 18.6761 | kWh
0.94 | 21.1991 | 22.1391 | kWh
0.94 | 25.1191 | 26.0591 | kWh
0.94 | 28.8878 | 29.8278 | kWh
0.94 | 31.4065 | 32.3465 | kWh
0.94 | 32.7107 | 33.6507 | kWh
0.94 | 33.1482 | 34.0882 | kWh
0.94 | 32.561 | 33.501 | kWh
0.94 | 31.2065 | 32.1465 | kWh
0.94 | 23.1461 | 24.0861 | kWh
0.94 | 21.6894 | 22.6294 | kWh
0.94 | 19.9358 | 20.8758 | kWh
0.94 | 17.9945 | 18.9345 | kWh
0.94 | 14.4744 | 15.4144 | kWh
0.94 | 10.7976 | 11.7376 | kWh
7.3918 | 8.714 | 16.1057 | kWh
11.8268 | 8.1236 | 19.9504 | kWh
16.2619 | 10.0387 | 26.3005 | kWh
16.2619 | 14.8094 | 31.0713 | kWh
16.2619 | 16.9817 | 33.2435 | kWh
15.5227 | 18.4037 | 33.9264 | kWh
15.5227 | 19.8461 | 35.3688 | kWh
12.566 | 21.6026 | 34.1685 | kWh
11.8268 | 23.2891 | 35.1159 | kWh
15.5227 | 24.9711 | 40.4938 | kWh
19.9577 | 26.3319 | 46.2897 | kWh
19.9577 | 26.81 | 46.7678 | kWh
14.7835 | 26.3352 | 41.1187 | kWh
7.3918 | 23.279 | 30.6708 | kWh
0.94 | 22.4215 | 23.3615 | kWh
0.94 | 22.7541 | 23.6941 | kWh
0.94 | 23.3368 | 24.2768 | kWh
0.94 | 23.6162 | 24.5562 | kWh
0.94 | 23.1461 | 24.0861 | kWh
0.94 | 21.6894 | 22.6294 | kWh
0.94 | 19.9358 | 20.8758 | kWh
0.94 | 17.9945 | 18.9345 | kWh
0.94 | 14.4744 | 15.4144 | kWh
0.94 | 10.7976 | 11.7376 | kWh
7.3918 | 8.714 | 16.1057 | kWh
11.8268 | 8.1236 | 19.9504 | kWh
16.2619 | 10.0387 | 26.3005 | kWh
16.2619 | 14.8094 | 31.0713 | kWh
16.2619 | 16.9817 | 33.2435 | kWh
15.5227 | 18.4037 | 33.9264 | kWh
15.5227 | 19.8461 | 35.3688 | kWh
12.566 | 21.6026 | 34.1685 | kWh
11.8268 | 23.2891 | 35.1159 | kWh
15.5227 | 24.9711 | 40.4938 | kWh
19.9577 | 26.3319 | 46.2897 | kWh
19.9577 | 26.81 | 46.7678 | kWh
14.7835 | 26.3352 | 41.1187 | kWh
7.3918 | 23.279 | 30.6708 | kWh
0.94 | 22.4215 | 23.3615 | kWh
0.94 | 22.7541 | 23.6941 | kWh
0.94 | 23.3368 | 24.2768 | kWh
0.94 | 23.6162 | 24.5562 | kWh
0.94 | 23.1461 | 24.0861 | kWh
0.94 | 21.6894 | 22.6294 | kWh
0.94 | 19.9358 | 20.8758 | kWh
0.94 | 17.9945 | 18.9345 | kWh
0.94 | 14.4744 | 15.4144 | kWh
0.94 | 10.7976 | 11.7376 | kWh
7.3918 | 8.714 | 16.1057 | kWh
11.8268 | 8.1236 | 19.9504 | kWh
16.2619 | 10.0387 | 26.3005 | kWh
16.2619 | 14.8094 | 31.0713 | kWh
16.2619 | 16.9817 | 33.2435 | kWh
15.5227 | 18.4037 | 33.9264 | kWh
15.5227 | 19.8461 | 35.3688 | kWh
12.566 | 21.6026 | 34.1685 | kWh
11.8268 | 23.2891 | 35.1159 | kWh
15.5227 | 24.9711 | 40.4938 | kWh
19.9577 | 26.3319 | 46.2897 | kWh
19.9577 | 26.81 | 46.7678 | kWh
14.7835 | 26.3352 | 41.1187 | kWh
7.3918 | 23.279 | 30.6708 | kWh
0.94 | 22.4215 | 23.3615 | kWh
0.94 | 22.7541 | 23.6941 | kWh
0.94 | 23.3368 | 24.2768 | kWh
0.94 | 23.6162 | 24.5562 | kWh
0.94 | 23.1461 | 24.0861 | kWh
0.94 | 21.6894 | 22.6294 | kWh
0.94 | 19.9358 | 20.8758 | kWh
0.94 | 17.9945 | 18.9345 | kWh
0.94 | 14.4744 | 15.4144 | kWh
0.94 | 10.7976 | 11.7376 | kWh
7.3918 | 8.714 | 16.1057 | kWh
11.8268 | 8.1236 | 19.9504 | kWh
16.2619 | 10.0387 | 26.3005 | kWh
16.2619 | 14.8094 | 31.0713 | kWh
16.2619 | 16.9817 | 33.2435 | kWh
15.5227 | 18.4037 | 33.9264 | kWh
15.5227 | 19.8461 | 35.3688 | kWh
12.566 | 21.6026 | 34.1685 | kWh
11.8268 | 23.2891 | 35.1159 | kWh
15.5227 | 24.9711 | 40.4938 | kWh
19.9577 | 26.3319 | 46.2897 | kWh
19.9577 | 26.81 | 46.7678 | kWh
14.7835 | 26.3352 | 41.1187 | kWh
7.3918 | 23.279 | 30.6708 | kWh
0.94 | 22.4215 | 23.3615 | kWh
0.94 | 22.7541 | 23.6941 | kWh
0.94 | 23.3368 | 24.2768 | kWh
0.94 | 23.6162 | 24.5562 | kWh
0.94 | 23.1461 | 24.0861 | kWh
0.94 | 21.6894 | 22.6294 | kWh
0.94 | 19.9358 | 20.8758 | kWh
0.94 | 17.9945 | 18.9345 | kWh
0.94 | 14.4744 | 15.4144 | kWh
0.94 | 10.7976 | 11.7376 | kWh
7.3918 | 8.714 | 16.1057 | kWh
11.8268 | 8.1236 | 19.9504 | kWh
16.2619 | 10.0387 | 26.3005 | kWh
16.2619 | 14.8094 | 31.0713 | kWh
16.2619 | 16.9817 | 33.2435 | kWh
15.5227 | 18.4037 | 33.9264 | kWh
15.5227 | 19.8461 | 35.3688 | kWh
12.566 | 21.6026 | 34.1685 | kWh
11.8268 | 23.2891 | 35.1159 | kWh
15.5227 | 24.9711 | 40.4938 | kWh
19.9577 | 26.3319 | 46.2897 | kWh
19.9577 | 26.81 | 46.7678 | kWh
14.7835 | 26.3352 | 41.1187 | kWh
7.3918 | 23.279 | 30.6708 | kWh
0.94 | 22.4215 | 23.3615 | kWh
0.94 | 22.7541 | 23.6941 | kWh
0.94 | 23.3368 | 24.2768 | kWh
0.94 | 23.6162 | 24.5562 | kWh
0.94 | 29.3065 | 30.2465 | kWh
0.94 | 27.2091 | 28.1491 | kWh
0.94 | 24.2707 | 25.2107 | kWh
0.94 | 20.5017 | 21.4417 | kWh
0.94 | 16.5788 | 17.5188 | kWh
0.94 | 13.4014 | 14.3414 | kWh
0.94 | 10.7273 | 11.6673 | kWh
0.94 | 8.227 | 9.167 | kWh
0.94 | 6.2562 | 7.1962 | kWh
0.94 | 5.09 | 6.03 | kWh
0.94 | 5.1245 | 6.0645 | kWh
0.94 | 6.0222 | 6.9622 | kWh
0.94 | 8.2704 | 9.2104 | kWh
0.94 | 11.2802 | 12.2202 | kWh
0.94 | 14.4549 | 15.3949 | kWh
0.94 | 17.7361 | 18.6761 | kWh
0.94 | 21.1991 | 22.1391 | kWh
0.94 | 25.1191 | 26.0591 | kWh
0.94 | 28.8878 | 29.8278 | kWh
0.94 | 31.4065 | 32.3465 | kWh
0.94 | 32.7107 | 33.6507 | kWh
0.94 | 33.1482 | 34.0882 | kWh
0.94 | 32.561 | 33.501 | kWh
0.94 | 31.2065 | 32.1465 | kWh
0.94 | 29.3065 | 30.2465 | kWh
0.94 | 27.2091 | 28.1491 | kWh
0.94 | 24.2707 | 25.2107 | kWh
0.94 | 20.5017 | 21.4417 | kWh
0.94 | 16.5788 | 17.5188 | kWh
0.94 | 13.4014 | 14.3414 | kWh
0.94 | 10.7273 | 11.6673 | kWh
0.94 | 8.227 | 9.167 | kWh
0.94 | 6.2562 | 7.1962 | kWh
0.94 | 5.09 | 6.03 | kWh
0.94 | 5.1245 | 6.0645 | kWh
0.94 | 6.0222 | 6.9622 | kWh
0.94 | 8.2704 | 9.2104 | kWh
0.94 | 11.2802 | 12.2202 | kWh
0.94 | 14.4549 | 15.3949 | kWh
0.94 | 17.7361 | 18.6761 | kWh
0.94 | 21.1991 | 22.1391 | kWh
0.94 | 25.1191 | 26.0591 | kWh
0.94 | 28.8878 | 29.8278 | kWh
0.94 | 31.4065 | 32.3465 | kWh
0.94 | 32.7107 | 33.6507 | kWh
0.94 | 33.1482 | 34.0882 | kWh
0.94 | 32.561 | 33.501 | kWh
0.94 | 31.2065 | 32.1465 | kWh
0.94 | 23.1461 | 24.0861 | kWh
0.94 | 21.6894 | 22.6294 | kWh
0.94 | 19.9358 | 20.8758 | kWh
0.94 | 17.9945 | 18.9345 | kWh
0.94 | 14.4744 | 15.4144 | kWh
0.94 | 10.7976 | 11.7376 | kWh
7.3918 | 8.714 | 16.1057 | kWh
11.8268 | 8.1236 | 19.9504 | kWh
16.2619 | 10.0387 | 26.3005 | kWh
16.2619 | 14.8094 | 31.0713 | kWh
16.2619 | 16.9817 | 33.2435 | kWh
15.5227 | 18.4037 | 33.9264 | kWh
15.5227 | 19.8461 | 35.3688 | kWh
12.566 | 21.6026 | 34.1685 | kWh
11.8268 | 23.2891 | 35.1159 | kWh
15.5227 | 24.9711 | 40.4938 | kWh
19.9577 | 26.3319 | 46.2897 | kWh
19.9577 | 26.81 | 46.7678 | kWh
14.7835 | 26.3352 | 41.1187 | kWh
7.3918 | 23.279 | 30.6708 | kWh
0.94 | 22.4215 | 23.3615 | kWh
0.94 | 22.7541 | 23.6941 | kWh
0.94 | 23.3368 | 24.2768 | kWh
0.94 | 23.6162 | 24.5562 | kWh
0.94 | 23.1461 | 24.0861 | kWh
0.94 | 21.6894 | 22.6294 | kWh
0.94 | 19.9358 | 20.8758 | kWh
0.94 | 17.9945 | 18.9345 | kWh
0.94 | 14.4744 | 15.4144 | kWh
0.94 | 10.7976 | 11.7376 | kWh
7.3918 | 8.714 | 16.1057 | kWh
11.8268 | 8.1236 | 19.9504 | kWh
16.2619 | 10.0387 | 26.3005 | kWh
16.2619 | 14.8094 | 31.0713 | kWh
16.2619 | 16.9817 | 33.2435 | kWh
15.5227 | 18.4037 | 33.9264 | kWh
15.5227 | 19.8461 | 35.3688 | kWh
12.566 | 21.6026 | 34.1685 | kWh
11.8268 | 23.2891 | 35.1159 | kWh
15.5227 | 24.9711 | 40.4938 | kWh
19.9577 | 26.3319 | 46.2897 | kWh
19.9577 | 26.81 | 46.7678 | kWh
14.7835 | 26.3352 | 41.1187 | kWh
7.3918 | 23.279 | 30.6708 | kWh
0.94 | 22.4215 | 23.3615 | kWh
0.94 | 22.7541 | 23.6941 | kWh
0.94 | 23.3368 | 24.2768 | kWh
0.94 | 23.6162 | 24.5562 | kWh
0.94 | 23.1461 | 24.0861 | kWh
0.94 | 21.6894 | 22.6294 | kWh
0.94 | 19.9358 | 20.8758 | kWh
0.94 | 17.9945 | 18.9345 | kWh
0.94 | 14.4744 | 15.4144 | kWh
0.94 | 10.7976 | 11.7376 | kWh
7.3918 | 8.714 | 16.1057 | kWh
11.8268 | 8.1236 | 19.9504 | kWh
16.2619 | 10.0387 | 26.3005 | kWh
16.2619 | 14.8094 | 31.0713 | kWh
16.2619 | 16.9817 | 33.2435 | kWh
15.5227 | 18.4037 | 33.9264 | kWh
15.5227 | 19.8461 | 35.3688 | kWh
12.566 | 21.6026 | 34.1685 | kWh
11.8268 | 23.2891 | 35.1159 | kWh
15.5227 | 24.9711 | 40.4938 | kWh
19.9577 | 26.3319 | 46.2897 | kWh
19.9577 | 26.81 | 46.7678 | kWh
14.7835 | 26.3352 | 41.1187 | kWh
7.3918 | 23.279 | 30.6708 | kWh
0.94 | 22.4215 | 23.3615 | kWh
0.94 | 22.7541 | 23.6941 | kWh
0.94 | 23.3368 | 24.2768 | kWh
0.94 | 23.6162 | 24.5562 | kWh
0.94 | 23.1461 | 24.0861 | kWh
0.94 | 21.6894 | 22.6294 | kWh
0.94 | 19.9358 | 20.8758 | kWh
0.94 | 17.9945 | 18.9345 | kWh
0.94 | 14.4744 | 15.4144 | kWh
0.94 | 10.7976 | 11.7376 | kWh
7.3918 | 8.714 | 16.1057 | kWh
11.8268 | 8.1236 | 19.9504 | kWh
16.2619 | 10.0387 | 26.3005 | kWh
16.2619 | 14.8094 | 31.0713 | kWh
16.2619 | 16.9817 | 33.2435 | kWh
15.5227 | 18.4037 | 33.9264 | kWh
15.5227 | 19.8461 | 35.3688 | kWh
12.566 | 21.6026 | 34.1685 | kWh
11.8268 | 23.2891 | 35.1159 | kWh
15.5227 | 24.9711 | 40.4938 | kWh
19.9577 | 26.3319 | 46.2897 | kWh
19.9577 | 26.81 | 46.7678 | kWh
14.7835 | 26.3352 | 41.1187 | kWh
7.3918 | 23.279 | 30.6708 | kWh
0.94 | 22.4215 | 23.3615 | kWh
0.94 | 22.7541 | 23.6941 | kWh
0.94 | 23.3368 | 24.2768 | kWh
0.94 | 23.6162 | 24.5562 | kWh
0.94 | 23.1461 | 24.0861 | kWh
0.94 | 21.6894 | 22.6294 | kWh
0.94 | 19.9358 | 20.8758 | kWh
0.94 | 17.9945 | 18.9345 | kWh
0.94 | 14.4744 | 15.4144 | kWh
0.94 | 10.7976 | 11.7376 | kWh
7.3918 | 8.714 | 16.1057 | kWh
11.8268 | 8.1236 | 19.9504 | kWh
16.2619 | 10.0387 | 26.3005 | kWh
16.2619 | 14.8094 | 31.0713 | kWh
16.2619 | 16.9817 | 33.2435 | kWh
15.5227 | 18.4037 | 33.9264 | kWh
15.5227 | 19.8461 | 35.3688 | kWh
12.566 | 21.6026 | 34.1685 | kWh
11.8268 | 23.2891 | 35.1159 | kWh
15.5227 | 24.9711 | 40.4938 | kWh
19.9577 | 26.3319 | 46.2897 | kWh
19.9577 | 26.81 | 46.7678 | kWh
14.7835 | 26.3352 | 41.1187 | kWh
7.3918 | 23.279 | 30.6708 | kWh
0.94 | 22.4215 | 23.3615 | kWh
0.94 | 22.7541 | 23.6941 | kWh
0.94 | 23.3368 | 24.2768 | kWh
0.94 | 23.6162 | 24.5562 | kWh
0.94 | 29.3065 | 30.2465 | kWh
0.94 | 27.2091 | 28.1491 | kWh
0.94 | 24.2707 | 25.2107 | kWh
0.94 | 20.5017 | 21.4417 | kWh
0.94 | 16.5788 | 17.5188 | kWh
0.94 | 13.4014 | 14.3414 | kWh
0.94 | 10.7273 | 11.6673 | kWh
0.94 | 8.227 | 9.167 | kWh
0.94 | 6.2562 | 7.1962 | kWh
0.94 | 5.09 | 6.03 | kWh
0.94 | 5.1245 | 6.0645 | kWh
0.94 | 6.0222 | 6.9622 | kWh
0.94 | 8.2704 | 9.2104 | kWh
0.94 | 11.2802 | 12.2202 | kWh
0.94 | 14.4549 | 15.3949 | kWh
0.94 | 17.7361 | 18.6761 | kWh
0.94 | 21.1991 | 22.1391 | kWh
0.94 | 25.1191 | 26.0591 | kWh
0.94 | 28.8878 | 29.8278 | kWh
0.94 | 31.4065 | 32.3465 | kWh
0.94 | 32.7107 | 33.6507 | kWh
0.94 | 33.1482 | 34.0882 | kWh
0.94 | 32.561 | 33.501 | kWh
0.94 | 31.2065 | 32.1465 | kWh
0.94 | 29.3065 | 30.2465 | kWh
0.94 | 27.2091 | 28.1491 | kWh
0.94 | 24.2707 | 25.2107 | kWh
0.94 | 20.5017 | 21.4417 | kWh
0.94 | 16.5788 | 17.5188 | kWh
0.94 | 13.4014 | 14.3414 | kWh
0.94 | 10.7273 | 11.6673 | kWh
0.94 | 8.227 | 9.167 | kWh
0.94 | 6.2562 | 7.1962 | kWh
0.94 | 5.09 | 6.03 | kWh
0.94 | 5.1245 | 6.0645 | kWh
0.94 | 6.0222 | 6.9622 | kWh
0.94 | 8.2704 | 9.2104 | kWh
0.94 | 11.2802 | 12.2202 | kWh
0.94 | 14.4549 | 15.3949 | kWh
0.94 | 17.7361 | 18.6761 | kWh
0.94 | 21.1991 | 22.1391 | kWh
0.94 | 25.1191 | 26.0591 | kWh
0.94 | 28.8878 | 29.8278 | kWh
0.94 | 31.4065 | 32.3465 | kWh
0.94 | 32.7107 | 33.6507 | kWh
0.94 | 33.1482 | 34.0882 | kWh
0.94 | 32.561 | 33.501 | kWh
0.94 | 31.2065 | 32.1465 | kWh
0.94 | 23.1461 | 24.0861 | kWh
0.94 | 21.6894 | 22.6294 | kWh
0.94 | 19.9358 | 20.8758 | kWh
0.94 | 17.9945 | 18.9345 | kWh
0.94 | 14.4744 | 15.4144 | kWh
0.94 | 10.7976 | 11.7376 | kWh
7.3918 | 8.714 | 16.1057 | kWh
11.8268 | 8.1236 | 19.9504 | kWh
16.2619 | 10.0387 | 26.3005 | kWh
16.2619 | 14.8094 | 31.0713 | kWh
16.2619 | 16.9817 | 33.2435 | kWh
15.5227 | 18.4037 | 33.9264 | kWh
15.5227 | 19.8461 | 35.3688 | kWh
12.566 | 21.6026 | 34.1685 | kWh
11.8268 | 23.2891 | 35.1159 | kWh
15.5227 | 24.9711 | 40.4938 | kWh
19.9577 | 26.3319 | 46.2897 | kWh
19.9577 | 26.81 | 46.7678 | kWh
14.7835 | 26.3352 | 41.1187 | kWh
7.3918 | 23.279 | 30.6708 | kWh
0.94 | 22.4215 | 23.3615 | kWh
0.94 | 22.7541 | 23.6941 | kWh
0.94 | 23.3368 | 24.2768 | kWh
0.94 | 23.6162 | 24.5562 | kWh
0.94 | 23.1461 | 24.0861 | kWh
0.94 | 21.6894 | 22.6294 | kWh
0.94 | 19.9358 | 20.8758 | kWh
0.94 | 17.9945 | 18.9345 | kWh
0.94 | 14.4744 | 15.4144 | kWh
0.94 | 10.7976 | 11.7376 | kWh
7.3918 | 8.714 | 16.1057 | kWh
11.8268 | 8.1236 | 19.9504 | kWh
16.2619 | 10.0387 | 26.3005 | kWh
16.2619 | 14.8094 | 31.0713 | kWh
16.2619 | 16.9817 | 33.2435 | kWh
15.5227 | 18.4037 | 33.9264 | kWh
15.5227 | 19.8461 | 35.3688 | kWh
12.566 | 21.6026 | 34.1685 | kWh
11.8268 | 23.2891 | 35.1159 | kWh
15.5227 | 24.9711 | 40.4938 | kWh
19.9577 | 26.3319 | 46.2897 | kWh
19.9577 | 26.81 | 46.7678 | kWh
14.7835 | 26.3352 | 41.1187 | kWh
7.3918 | 23.279 | 30.6708 | kWh
0.94 | 22.4215 | 23.3615 | kWh
0.94 | 22.7541 | 23.6941 | kWh
0.94 | 23.3368 | 24.2768 | kWh
0.94 | 23.6162 | 24.5562 | kWh
0.94 | 23.1461 | 24.0861 | kWh
0.94 | 21.6894 | 22.6294 | kWh
0.94 | 19.9358 | 20.8758 | kWh
0.94 | 17.9945 | 18.9345 | kWh
0.94 | 14.4744 | 15.4144 | kWh
0.94 | 10.7976 | 11.7376 | kWh
7.3918 | 8.714 | 16.1057 | kWh
11.8268 | 8.1236 | 19.9504 | kWh
16.2619 | 10.0387 | 26.3005 | kWh
16.2619 | 14.8094 | 31.0713 | kWh
16.2619 | 16.9817 | 33.2435 | kWh
15.5227 | 18.4037 | 33.9264 | kWh
15.5227 | 19.8461 | 35.3688 | kWh
12.566 | 21.6026 | 34.1685 | kWh
11.8268 | 23.2891 | 35.1159 | kWh
15.5227 | 24.9711 | 40.4938 | kWh
19.9577 | 26.3319 | 46.2897 | kWh
19.9577 | 26.81 | 46.7678 | kWh
14.7835 | 26.3352 | 41.1187 | kWh
7.3918 | 23.279 | 30.6708 | kWh
0.94 | 22.4215 | 23.3615 | kWh
0.94 | 22.7541 | 23.6941 | kWh
0.94 | 23.3368 | 24.2768 | kWh
0.94 | 23.6162 | 24.5562 | kWh
0.94 | 23.1461 | 24.0861 | kWh
0.94 | 21.6894 | 22.6294 | kWh
0.94 | 19.9358 | 20.8758 | kWh
0.94 | 17.9945 | 18.9345 | kWh
0.94 | 14.4744 | 15.4144 | kWh
0.94 | 10.7976 | 11.7376 | kWh
7.3918 | 8.714 | 16.1057 | kWh
11.8268 | 8.1236 | 19.9504 | kWh
16.2619 | 10.0387 | 26.3005 | kWh
16.2619 | 14.8094 | 31.0713 | kWh
16.2619 | 16.9817 | 33.2435 | kWh
15.5227 | 18.4037 | 33.9264 | kWh
15.5227 | 19.8461 | 35.3688 | kWh
12.566 | 21.6026 | 34.1685 | kWh
11.8268 | 23.2891 | 35.1159 | kWh
15.5227 | 24.9711 | 40.4938 | kWh
19.9577 | 26.3319 | 46.2897 | kWh
19.9577 | 26.81 | 46.7678 | kWh
14.7835 | 26.3352 | 41.1187 | kWh
7.3918 | 23.279 | 30.6708 | kWh
0.94 | 22.4215 | 23.3615 | kWh
0.94 | 22.7541 | 23.6941 | kWh
0.94 | 23.3368 | 24.2768 | kWh
0.94 | 23.6162 | 24.5562 | kWh
0.94 | 23.1461 | 24.0861 | kWh
0.94 | 21.6894 | 22.6294 | kWh
0.94 | 19.9358 | 20.8758 | kWh
0.94 | 17.9945 | 18.9345 | kWh
0.94 | 14.4744 | 15.4144 | kWh
0.94 | 10.7976 | 11.7376 | kWh
7.3918 | 8.714 | 16.1057 | kWh
11.8268 | 8.1236 | 19.9504 | kWh
16.2619 | 10.0387 | 26.3005 | kWh
16.2619 | 14.8094 | 31.0713 | kWh
16.2619 | 16.9817 | 33.2435 | kWh
15.5227 | 18.4037 | 33.9264 | kWh
15.5227 | 19.8461 | 35.3688 | kWh
12.566 | 21.6026 | 34.1685 | kWh
11.8268 | 23.2891 | 35.1159 | kWh
15.5227 | 24.9711 | 40.4938 | kWh
19.9577 | 26.3319 | 46.2897 | kWh
19.9577 | 26.81 | 46.7678 | kWh
14.7835 | 26.3352 | 41.1187 | kWh
7.3918 | 23.279 | 30.6708 | kWh
0.94 | 22.4215 | 23.3615 | kWh
0.94 | 22.7541 | 23.6941 | kWh
0.94 | 23.3368 | 24.2768 | kWh
0.94 | 23.6162 | 24.5562 | kWh
0.94 | 29.3065 | 30.2465 | kWh
0.94 | 27.2091 | 28.1491 | kWh
0.94 | 24.2707 | 25.2107 | kWh
0.94 | 20.5017 | 21.4417 | kWh
0.94 | 16.5788 | 17.5188 | kWh
0.94 | 13.4014 | 14.3414 | kWh
0.94 | 10.7273 | 11.6673 | kWh
0.94 | 8.227 | 9.167 | kWh
0.94 | 6.2562 | 7.1962 | kWh
0.94 | 5.09 | 6.03 | kWh
0.94 | 5.1245 | 6.0645 | kWh
0.94 | 6.0222 | 6.9622 | kWh
0.94 | 8.2704 | 9.2104 | kWh
0.94 | 11.2802 | 12.2202 | kWh
0.94 | 14.4549 | 15.3949 | kWh
0.94 | 17.7361 | 18.6761 | kWh
0.94 | 21.1991 | 22.1391 | kWh
0.94 | 25.1191 | 26.0591 | kWh
0.94 | 28.8878 | 29.8278 | kWh
0.94 | 31.4065 | 32.3465 | kWh
0.94 | 32.7107 | 33.6507 | kWh
0.94 | 33.1482 | 34.0882 | kWh
0.94 | 32.561 | 33.501 | kWh
0.94 | 31.2065 | 32.1465 | kWh
0.94 | 29.3065 | 30.2465 | kWh
0.94 | 27.2091 | 28.1491 | kWh
0.94 | 24.2707 | 25.2107 | kWh
0.94 | 20.5017 | 21.4417 | kWh
0.94 | 16.5788 | 17.5188 | kWh
0.94 | 13.4014 | 14.3414 | kWh
0.94 | 10.7273 | 11.6673 | kWh
0.94 | 8.227 | 9.167 | kWh
0.94 | 6.2562 | 7.1962 | kWh
0.94 | 5.09 | 6.03 | kWh
0.94 | 5.1245 | 6.0645 | kWh
0.94 | 6.0222 | 6.9622 | kWh
0.94 | 8.2704 | 9.2104 | kWh
0.94 | 11.2802 | 12.2202 | kWh
0.94 | 14.4549 | 15.3949 | kWh
0.94 | 17.7361 | 18.6761 | kWh
0.94 | 21.1991 | 22.1391 | kWh
0.94 | 25.1191 | 26.0591 | kWh
0.94 | 28.8878 | 29.8278 | kWh
0.94 | 31.4065 | 32.3465 | kWh
0.94 | 32.7107 | 33.6507 | kWh
0.94 | 33.1482 | 34.0882 | kWh
0.94 | 32.561 | 33.501 | kWh
0.94 | 31.2065 | 32.1465 | kWh
0.94 | 23.1461 | 24.0861 | kWh
0.94 | 21.6894 | 22.6294 | kWh
0.94 | 19.9358 | 20.8758 | kWh
0.94 | 17.9945 | 18.9345 | kWh
0.94 | 14.4744 | 15.4144 | kWh
0.94 | 10.7976 | 11.7376 | kWh
7.3918 | 8.714 | 16.1057 | kWh
11.8268 | 8.1236 | 19.9504 | kWh
16.2619 | 10.0387 | 26.3005 | kWh
16.2619 | 14.8094 | 31.0713 | kWh
16.2619 | 16.9817 | 33.2435 | kWh
15.5227 | 18.4037 | 33.9264 | kWh
15.5227 | 19.8461 | 35.3688 | kWh
12.566 | 21.6026 | 34.1685 | kWh
11.8268 | 23.2891 | 35.1159 | kWh
15.5227 | 24.9711 | 40.4938 | kWh
19.9577 | 26.3319 | 46.2897 | kWh
19.9577 | 26.81 | 46.7678 | kWh
14.7835 | 26.3352 | 41.1187 | kWh
7.3918 | 23.279 | 30.6708 | kWh
0.94 | 22.4215 | 23.3615 | kWh
0.94 | 22.7541 | 23.6941 | kWh
0.94 | 23.3368 | 24.2768 | kWh
0.94 | 23.6162 | 24.5562 | kWh
0.94 | 23.1461 | 24.0861 | kWh
0.94 | 21.6894 | 22.6294 | kWh
0.94 | 19.9358 | 20.8758 | kWh
0.94 | 17.9945 | 18.9345 | kWh
0.94 | 14.4744 | 15.4144 | kWh
0.94 | 10.7976 | 11.7376 | kWh
7.3918 | 8.714 | 16.1057 | kWh
11.8268 | 8.1236 | 19.9504 | kWh
16.2619 | 10.0387 | 26.3005 | kWh
16.2619 | 14.8094 | 31.0713 | kWh
16.2619 | 16.9817 | 33.2435 | kWh
15.5227 | 18.4037 | 33.9264 | kWh
15.5227 | 19.8461 | 35.3688 | kWh
12.566 | 21.6026 | 34.1685 | kWh
11.8268 | 23.2891 | 35.1159 | kWh
15.5227 | 24.9711 | 40.4938 | kWh
19.9577 | 26.3319 | 46.2897 | kWh
19.9577 | 26.81 | 46.7678 | kWh
14.7835 | 26.3352 | 41.1187 | kWh
7.3918 | 23.279 | 30.6708 | kWh
0.94 | 22.4215 | 23.3615 | kWh
0.94 | 22.7541 | 23.6941 | kWh
0.94 | 23.3368 | 24.2768 | kWh
0.94 | 23.6162 | 24.5562 | kWh
0.94 | 23.1461 | 24.0861 | kWh
0.94 | 21.6894 | 22.6294 | kWh
0.94 | 19.9358 | 20.8758 | kWh
0.94 | 17.9945 | 18.9345 | kWh
0.94 | 14.4744 | 15.4144 | kWh
0.94 | 10.7976 | 11.7376 | kWh
7.3918 | 8.714 | 16.1057 | kWh
11.8268 | 8.1236 | 19.9504 | kWh
16.2619 | 10.0387 | 26.3005 | kWh
16.2619 | 14.8094 | 31.0713 | kWh
16.2619 | 16.9817 | 33.2435 | kWh
15.5227 | 18.4037 | 33.9264 | kWh
15.5227 | 19.8461 | 35.3688 | kWh
12.566 | 21.6026 | 34.1685 | kWh
11.8268 | 23.2891 | 35.1159 | kWh
15.5227 | 24.9711 | 40.4938 | kWh
19.9577 | 26.3319 | 46.2897 | kWh
19.9577 | 26.81 | 46.7678 | kWh
14.7835 | 26.3352 | 41.1187 | kWh
7.3918 | 23.279 | 30.6708 | kWh
0.94 | 22.4215 | 23.3615 | kWh
0.94 | 22.7541 | 23.6941 | kWh
0.94 | 23.3368 | 24.2768 | kWh
0.94 | 23.6162 | 24.5562 | kWh
0.94 | 23.1461 | 24.0861 | kWh
0.94 | 21.6894 | 22.6294 | kWh
0.94 | 19.9358 | 20.8758 | kWh
0.94 | 17.9945 | 18.9345 | kWh
0.94 | 14.4744 | 15.4144 | kWh
0.94 | 10.7976 | 11.7376 | kWh
7.3918 | 8.714 | 16.1057 | kWh
11.8268 | 8.1236 | 19.9504 | kWh
16.2619 | 10.0387 | 26.3005 | kWh
16.2619 | 14.8094 | 31.0713 | kWh
16.2619 | 16.9817 | 33.2435 | kWh
15.5227 | 18.4037 | 33.9264 | kWh
15.5227 | 19.8461 | 35.3688 | kWh
12.566 | 21.6026 | 34.1685 | kWh
11.8268 | 23.2891 | 35.1159 | kWh
15.5227 | 24.9711 | 40.4938 | kWh
19.9577 | 26.3319 | 46.2897 | kWh
19.9577 | 26.81 | 46.7678 | kWh
14.7835 | 26.3352 | 41.1187 | kWh
7.3918 | 23.279 | 30.6708 | kWh
0.94 | 22.4215 | 23.3615 | kWh
0.94 | 22.7541 | 23.6941 | kWh
0.94 | 23.3368 | 24.2768 | kWh
0.94 | 23.6162 | 24.5562 | kWh
0.94 | 23.1461 | 24.0861 | kWh
0.94 | 21.6894 | 22.6294 | kWh
0.94 | 19.9358 | 20.8758 | kWh
0.94 | 17.9945 | 18.9345 | kWh
0.94 | 14.4744 | 15.4144 | kWh
0.94 | 10.7976 | 11.7376 | kWh
7.3918 | 8.714 | 16.1057 | kWh
11.8268 | 8.1236 | 19.9504 | kWh
16.2619 | 10.0387 | 26.3005 | kWh
16.2619 | 14.8094 | 31.0713 | kWh
16.2619 | 16.9817 | 33.2435 | kWh
15.5227 | 18.4037 | 33.9264 | kWh
15.5227 | 19.8461 | 35.3688 | kWh
12.566 | 21.6026 | 34.1685 | kWh
11.8268 | 23.2891 | 35.1159 | kWh
15.5227 | 24.9711 | 40.4938 | kWh
19.9577 | 26.3319 | 46.2897 | kWh
19.9577 | 26.81 | 46.7678 | kWh
14.7835 | 26.3352 | 41.1187 | kWh
7.3918 | 23.279 | 30.6708 | kWh
0.94 | 22.4215 | 23.3615 | kWh
0.94 | 22.7541 | 23.6941 | kWh
0.94 | 23.3368 | 24.2768 | kWh
0.94 | 23.6162 | 24.5562 | kWh
0.94 | 29.3065 | 30.2465 | kWh
0.94 | 27.2091 | 28.1491 | kWh
0.94 | 24.2707 | 25.2107 | kWh
0.94 | 20.5017 | 21.4417 | kWh
0.94 | 16.5788 | 17.5188 | kWh
0.94 | 13.4014 | 14.3414 | kWh
0.94 | 10.7273 | 11.6673 | kWh
0.94 | 8.227 | 9.167 | kWh
0.94 | 6.2562 | 7.1962 | kWh
0.94 | 5.09 | 6.03 | kWh
0.94 | 5.1245 | 6.0645 | kWh
0.94 | 6.0222 | 6.9622 | kWh
0.94 | 8.2704 | 9.2104 | kWh
0.94 | 11.2802 | 12.2202 | kWh
0.94 | 14.4549 | 15.3949 | kWh
0.94 | 17.7361 | 18.6761 | kWh
0.94 | 21.1991 | 22.1391 | kWh
0.94 | 25.1191 | 26.0591 | kWh
0.94 | 28.8878 | 29.8278 | kWh
0.94 | 31.4065 | 32.3465 | kWh
0.94 | 32.7107 | 33.6507 | kWh
0.94 | 33.1482 | 34.0882 | kWh
0.94 | 32.561 | 33.501 | kWh
0.94 | 31.2065 | 32.1465 | kWh
0.94 | 29.3065 | 30.2465 | kWh
0.94 | 27.2091 | 28.1491 | kWh
0.94 | 24.2707 | 25.2107 | kWh
0.94 | 20.5017 | 21.4417 | kWh
0.94 | 16.5788 | 17.5188 | kWh
0.94 | 13.4014 | 14.3414 | kWh
0.94 | 10.7273 | 11.6673 | kWh
0.94 | 8.227 | 9.167 | kWh
0.94 | 6.2562 | 7.1962 | kWh
0.94 | 5.09 | 6.03 | kWh
0.94 | 5.1245 | 6.0645 | kWh
0.94 | 6.0222 | 6.9622 | kWh
0.94 | 8.2704 | 9.2104 | kWh
0.94 | 11.2802 | 12.2202 | kWh
0.94 | 14.4549 | 15.3949 | kWh
0.94 | 17.7361 | 18.6761 | kWh
0.94 | 21.1991 | 22.1391 | kWh
0.94 | 25.1191 | 26.0591 | kWh
0.94 | 28.8878 | 29.8278 | kWh
0.94 | 31.4065 | 32.3465 | kWh
0.94 | 32.7107 | 33.6507 | kWh
0.94 | 33.1482 | 34.0882 | kWh
0.94 | 32.561 | 33.501 | kWh
0.94 | 31.2065 | 32.1465 | kWh
0.94 | 23.1461 | 24.0861 | kWh
0.94 | 21.6894 | 22.6294 | kWh
0.94 | 19.9358 | 20.8758 | kWh
0.94 | 17.9945 | 18.9345 | kWh
0.94 | 14.4744 | 15.4144 | kWh
0.94 | 10.7976 | 11.7376 | kWh
7.3918 | 8.714 | 16.1057 | kWh
11.8268 | 8.1236 | 19.9504 | kWh
16.2619 | 10.0387 | 26.3005 | kWh
16.2619 | 14.8094 | 31.0713 | kWh
16.2619 | 16.9817 | 33.2435 | kWh
15.5227 | 18.4037 | 33.9264 | kWh
15.5227 | 19.8461 | 35.3688 | kWh
12.566 | 21.6026 | 34.1685 | kWh
11.8268 | 23.2891 | 35.1159 | kWh
15.5227 | 24.9711 | 40.4938 | kWh
19.9577 | 26.3319 | 46.2897 | kWh
19.9577 | 26.81 | 46.7678 | kWh
14.7835 | 26.3352 | 41.1187 | kWh
7.3918 | 23.279 | 30.6708 | kWh
0.94 | 22.4215 | 23.3615 | kWh
0.94 | 22.7541 | 23.6941 | kWh
0.94 | 23.3368 | 24.2768 | kWh
0.94 | 23.6162 | 24.5562 | kWh
0.94 | 23.1461 | 24.0861 | kWh
0.94 | 21.6894 | 22.6294 | kWh
0.94 | 19.9358 | 20.8758 | kWh
0.94 | 17.9945 | 18.9345 | kWh
0.94 | 14.4744 | 15.4144 | kWh
0.94 | 10.7976 | 11.7376 | kWh
7.3918 | 8.714 | 16.1057 | kWh
11.8268 | 8.1236 | 19.9504 | kWh
16.2619 | 10.0387 | 26.3005 | kWh
16.2619 | 14.8094 | 31.0713 | kWh
16.2619 | 16.9817 | 33.2435 | kWh
15.5227 | 18.4037 | 33.9264 | kWh
15.5227 | 19.8461 | 35.3688 | kWh
12.566 | 21.6026 | 34.1685 | kWh
11.8268 | 23.2891 | 35.1159 | kWh
15.5227 | 24.9711 | 40.4938 | kWh
19.9577 | 26.3319 | 46.2897 | kWh
19.9577 | 26.81 | 46.7678 | kWh
14.7835 | 26.3352 | 41.1187 | kWh
7.3918 | 23.279 | 30.6708 | kWh
0.94 | 22.4215 | 23.3615 | kWh
0.94 | 22.7541 | 23.6941 | kWh
0.94 | 23.3368 | 24.2768 | kWh
0.94 | 23.6162 | 24.5562 | kWh
0.94 | 23.1461 | 24.0861 | kWh
0.94 | 21.6894 | 22.6294 | kWh
0.94 | 19.9358 | 20.8758 | kWh
0.94 | 17.9945 | 18.9345 | kWh
0.94 | 14.4744 | 15.4144 | kWh
0.94 | 10.7976 | 11.7376 | kWh
7.3918 | 8.714 | 16.1057 | kWh
11.8268 | 8.1236 | 19.9504 | kWh
16.2619 | 10.0387 | 26.3005 | kWh
16.2619 | 14.8094 | 31.0713 | kWh
16.2619 | 16.9817 | 33.2435 | kWh
15.5227 | 18.4037 | 33.9264 | kWh
15.5227 | 19.8461 | 35.3688 | kWh
12.566 | 21.6026 | 34.1685 | kWh
11.8268 | 23.2891 | 35.1159 | kWh
15.5227 | 24.9711 | 40.4938 | kWh
19.9577 | 26.3319 | 46.2897 | kWh
19.9577 | 26.81 | 46.7678 | kWh
14.7835 | 26.3352 | 41.1187 | kWh
7.3918 | 23.279 | 30.6708 | kWh
0.94 | 22.4215 | 23.3615 | kWh
0.94 | 22.7541 | 23.6941 | kWh
0.94 | 23.3368 | 24.2768 | kWh
0.94 | 23.6162 | 24.5562 | kWh
0.94 | 23.1461 | 24.0861 | kWh
0.94 | 21.6894 | 22.6294 | kWh
0.94 | 19.9358 | 20.8758 | kWh
0.94 | 17.9945 | 18.9345 | kWh
0.94 | 14.4744 | 15.4144 | kWh
0.94 | 10.7976 | 11.7376 | kWh
7.3918 | 8.714 | 16.1057 | kWh
11.8268 | 8.1236 | 19.9504 | kWh
16.2619 | 10.0387 | 26.3005 | kWh
16.2619 | 14.8094 | 31.0713 | kWh
16.2619 | 16.9817 | 33.2435 | kWh
15.5227 | 18.4037 | 33.9264 | kWh
15.5227 | 19.8461 | 35.3688 | kWh
12.566 | 21.6026 | 34.1685 | kWh
11.8268 | 23.2891 | 35.1159 | kWh
15.5227 | 24.9711 | 40.4938 | kWh
19.9577 | 26.3319 | 46.2897 | kWh
19.9577 | 26.81 | 46.7678 | kWh
14.7835 | 26.3352 | 41.1187 | kWh
7.3918 | 23.279 | 30.6708 | kWh
0.94 | 22.4215 | 23.3615 | kWh
0.94 | 22.7541 | 23.6941 | kWh
0.94 | 23.3368 | 24.2768 | kWh
0.94 | 23.6162 | 24.5562 | kWh
0.94 | 23.1461 | 24.0861 | kWh
0.94 | 21.6894 | 22.6294 | kWh
0.94 | 19.9358 | 20.8758 | kWh
0.94 | 17.9945 | 18.9345 | kWh
0.94 | 14.4744 | 15.4144 | kWh
0.94 | 10.7976 | 11.7376 | kWh
7.3918 | 8.714 | 16.1057 | kWh
11.8268 | 8.1236 | 19.9504 | kWh
16.2619 | 10.0387 | 26.3005 | kWh
16.2619 | 14.8094 | 31.0713 | kWh
16.2619 | 16.9817 | 33.2435 | kWh
15.5227 | 18.4037 | 33.9264 | kWh
15.5227 | 19.8461 | 35.3688 | kWh
12.566 | 21.6026 | 34.1685 | kWh
11.8268 | 23.2891 | 35.1159 | kWh
15.5227 | 24.9711 | 40.4938 | kWh
19.9577 | 26.3319 | 46.2897 | kWh
19.9577 | 26.81 | 46.7678 | kWh
14.7835 | 26.3352 | 41.1187 | kWh
7.3918 | 23.279 | 30.6708 | kWh
0.94 | 22.4215 | 23.3615 | kWh
0.94 | 22.7541 | 23.6941 | kWh
0.94 | 23.3368 | 24.2768 | kWh
0.94 | 23.6162 | 24.5562 | kWh
0.94 | 29.3065 | 30.2465 | kWh
0.94 | 27.2091 | 28.1491 | kWh
0.94 | 24.2707 | 25.2107 | kWh
0.94 | 20.5017 | 21.4417 | kWh
0.94 | 16.5788 | 17.5188 | kWh
0.94 | 13.4014 | 14.3414 | kWh
0.94 | 10.7273 | 11.6673 | kWh
0.94 | 8.227 | 9.167 | kWh
0.94 | 6.2562 | 7.1962 | kWh
0.94 | 5.09 | 6.03 | kWh
0.94 | 5.1245 | 6.0645 | kWh
0.94 | 6.0222 | 6.9622 | kWh
0.94 | 8.2704 | 9.2104 | kWh
0.94 | 11.2802 | 12.2202 | kWh
0.94 | 14.4549 | 15.3949 | kWh
0.94 | 17.7361 | 18.6761 | kWh
0.94 | 21.1991 | 22.1391 | kWh
0.94 | 25.1191 | 26.0591 | kWh
0.94 | 28.8878 | 29.8278 | kWh
0.94 | 31.4065 | 32.3465 | kWh
0.94 | 32.7107 | 33.6507 | kWh
0.94 | 33.1482 | 34.0882 | kWh
0.94 | 32.561 | 33.501 | kWh
0.94 | 31.2065 | 32.1465 | kWh
0.94 | 29.3065 | 30.2465 | kWh
0.94 | 27.2091 | 28.1491 | kWh
0.94 | 24.2707 | 25.2107 | kWh
0.94 | 20.5017 | 21.4417 | kWh
0.94 | 16.5788 | 17.5188 | kWh
0.94 | 13.4014 | 14.3414 | kWh
0.94 | 10.7273 | 11.6673 | kWh
0.94 | 8.227 | 9.167 | kWh
0.94 | 6.2562 | 7.1962 | kWh
0.94 | 5.09 | 6.03 | kWh
0.94 | 5.1245 | 6.0645 | kWh
0.94 | 6.0222 | 6.9622 | kWh
0.94 | 8.2704 | 9.2104 | kWh
0.94 | 11.2802 | 12.2202 | kWh
0.94 | 14.4549 | 15.3949 | kWh
0.94 | 17.7361 | 18.6761 | kWh
0.94 | 21.1991 | 22.1391 | kWh
0.94 | 25.1191 | 26.0591 | kWh
0.94 | 28.8878 | 29.8278 | kWh
0.94 | 31.4065 | 32.3465 | kWh
0.94 | 32.7107 | 33.6507 | kWh
0.94 | 33.1482 | 34.0882 | kWh
0.94 | 32.561 | 33.501 | kWh
0.94 | 31.2065 | 32.1465 | kWh
0.94 | 23.1461 | 24.0861 | kWh
0.94 | 21.6894 | 22.6294 | kWh
0.94 | 19.9358 | 20.8758 | kWh
0.94 | 17.9945 | 18.9345 | kWh
0.94 | 14.4744 | 15.4144 | kWh
0.94 | 10.7976 | 11.7376 | kWh
7.3918 | 8.714 | 16.1057 | kWh
11.8268 | 8.1236 | 19.9504 | kWh
16.2619 | 10.0387 | 26.3005 | kWh
16.2619 | 14.8094 | 31.0713 | kWh
16.2619 | 16.9817 | 33.2435 | kWh
15.5227 | 18.4037 | 33.9264 | kWh
15.5227 | 19.8461 | 35.3688 | kWh
12.566 | 21.6026 | 34.1685 | kWh
11.8268 | 23.2891 | 35.1159 | kWh
15.5227 | 24.9711 | 40.4938 | kWh
19.9577 | 26.3319 | 46.2897 | kWh
19.9577 | 26.81 | 46.7678 | kWh
14.7835 | 26.3352 | 41.1187 | kWh
7.3918 | 23.279 | 30.6708 | kWh
0.94 | 22.4215 | 23.3615 | kWh
0.94 | 22.7541 | 23.6941 | kWh
0.94 | 23.3368 | 24.2768 | kWh
0.94 | 23.6162 | 24.5562 | kWh
0.94 | 23.1461 | 24.0861 | kWh
0.94 | 21.6894 | 22.6294 | kWh
0.94 | 19.9358 | 20.8758 | kWh
0.94 | 17.9945 | 18.9345 | kWh
0.94 | 14.4744 | 15.4144 | kWh
0.94 | 10.7976 | 11.7376 | kWh
7.3918 | 8.714 | 16.1057 | kWh
11.8268 | 8.1236 | 19.9504 | kWh
16.2619 | 10.0387 | 26.3005 | kWh
16.2619 | 14.8094 | 31.0713 | kWh
16.2619 | 16.9817 | 33.2435 | kWh
15.5227 | 18.4037 | 33.9264 | kWh
15.5227 | 19.8461 | 35.3688 | kWh
12.566 | 21.6026 | 34.1685 | kWh
11.8268 | 23.2891 | 35.1159 | kWh
15.5227 | 24.9711 | 40.4938 | kWh
19.9577 | 26.3319 | 46.2897 | kWh
19.9577 | 26.81 | 46.7678 | kWh
14.7835 | 26.3352 | 41.1187 | kWh
7.3918 | 23.279 | 30.6708 | kWh
0.94 | 22.4215 | 23.3615 | kWh
0.94 | 22.7541 | 23.6941 | kWh
0.94 | 23.3368 | 24.2768 | kWh
0.94 | 23.6162 | 24.5562 | kWh
0.94 | 23.1461 | 24.0861 | kWh
0.94 | 21.6894 | 22.6294 | kWh
0.94 | 19.9358 | 20.8758 | kWh
0.94 | 17.9945 | 18.9345 | kWh
0.94 | 14.4744 | 15.4144 | kWh
0.94 | 10.7976 | 11.7376 | kWh
7.3918 | 8.714 | 16.1057 | kWh
11.8268 | 8.1236 | 19.9504 | kWh
16.2619 | 10.0387 | 26.3005 | kWh
16.2619 | 14.8094 | 31.0713 | kWh
16.2619 | 16.9817 | 33.2435 | kWh
15.5227 | 18.4037 | 33.9264 | kWh
15.5227 | 19.8461 | 35.3688 | kWh
12.566 | 21.6026 | 34.1685 | kWh
11.8268 | 23.2891 | 35.1159 | kWh
15.5227 | 24.9711 | 40.4938 | kWh
19.9577 | 26.3319 | 46.2897 | kWh
19.9577 | 26.81 | 46.7678 | kWh
14.7835 | 26.3352 | 41.1187 | kWh
7.3918 | 23.279 | 30.6708 | kWh
0.94 | 22.4215 | 23.3615 | kWh
0.94 | 22.7541 | 23.6941 | kWh
0.94 | 23.3368 | 24.2768 | kWh
0.94 | 23.6162 | 24.5562 | kWh
0.94 | 23.1461 | 24.0861 | kWh
0.94 | 21.6894 | 22.6294 | kWh
0.94 | 19.9358 | 20.8758 | kWh
0.94 | 17.9945 | 18.9345 | kWh
0.94 | 14.4744 | 15.4144 | kWh
0.94 | 10.7976 | 11.7376 | kWh
7.3918 | 8.714 | 16.1057 | kWh
11.8268 | 8.1236 | 19.9504 | kWh
16.2619 | 10.0387 | 26.3005 | kWh
16.2619 | 14.8094 | 31.0713 | kWh
16.2619 | 16.9817 | 33.2435 | kWh
15.5227 | 18.4037 | 33.9264 | kWh
15.5227 | 19.8461 | 35.3688 | kWh
12.566 | 21.6026 | 34.1685 | kWh
11.8268 | 23.2891 | 35.1159 | kWh
15.5227 | 24.9711 | 40.4938 | kWh
19.9577 | 26.3319 | 46.2897 | kWh
19.9577 | 26.81 | 46.7678 | kWh
14.7835 | 26.3352 | 41.1187 | kWh
7.3918 | 23.279 | 30.6708 | kWh
0.94 | 22.4215 | 23.3615 | kWh
0.94 | 22.7541 | 23.6941 | kWh
0.94 | 23.3368 | 24.2768 | kWh
0.94 | 23.6162 | 24.5562 | kWh
0.94 | 23.1461 | 24.0861 | kWh
0.94 | 21.6894 | 22.6294 | kWh
0.94 | 19.9358 | 20.8758 | kWh
0.94 | 17.9945 | 18.9345 | kWh
0.94 | 14.4744 | 15.4144 | kWh
0.94 | 10.7976 | 11.7376 | kWh
7.3918 | 8.714 | 16.1057 | kWh
11.8268 | 8.1236 | 19.9504 | kWh
16.2619 | 10.0387 | 26.3005 | kWh
16.2619 | 14.8094 | 31.0713 | kWh
16.2619 | 16.9817 | 33.2435 | kWh
15.5227 | 18.4037 | 33.9264 | kWh
15.5227 | 19.8461 | 35.3688 | kWh
12.566 | 21.6026 | 34.1685 | kWh
11.8268 | 23.2891 | 35.1159 | kWh
15.5227 | 24.9711 | 40.4938 | kWh
19.9577 | 26.3319 | 46.2897 | kWh
19.9577 | 26.81 | 46.7678 | kWh
14.7835 | 26.3352 | 41.1187 | kWh
7.3918 | 23.279 | 30.6708 | kWh
0.94 | 22.4215 | 23.3615 | kWh
0.94 | 22.7541 | 23.6941 | kWh
0.94 | 23.3368 | 24.2768 | kWh
0.94 | 23.6162 | 24.5562 | kWh
0.94 | 29.3065 | 30.2465 | kWh
0.94 | 27.2091 | 28.1491 | kWh
0.94 | 24.2707 | 25.2107 | kWh
0.94 | 20.5017 | 21.4417 | kWh
0.94 | 16.5788 | 17.5188 | kWh
0.94 | 13.4014 | 14.3414 | kWh
0.94 | 10.7273 | 11.6673 | kWh
0.94 | 8.227 | 9.167 | kWh
0.94 | 6.2562 | 7.1962 | kWh
0.94 | 5.09 | 6.03 | kWh
0.94 | 5.1245 | 6.0645 | kWh
0.94 | 6.0222 | 6.9622 | kWh
0.94 | 8.2704 | 9.2104 | kWh
0.94 | 11.2802 | 12.2202 | kWh
0.94 | 14.4549 | 15.3949 | kWh
0.94 | 17.7361 | 18.6761 | kWh
0.94 | 21.1991 | 22.1391 | kWh
0.94 | 25.1191 | 26.0591 | kWh
0.94 | 28.8878 | 29.8278 | kWh
0.94 | 31.4065 | 32.3465 | kWh
0.94 | 32.7107 | 33.6507 | kWh
0.94 | 33.1482 | 34.0882 | kWh
0.94 | 32.561 | 33.501 | kWh
0.94 | 31.2065 | 32.1465 | kWh
0.94 | 29.3065 | 30.2465 | kWh
0.94 | 27.2091 | 28.1491 | kWh
0.94 | 24.2707 | 25.2107 | kWh
0.94 | 20.5017 | 21.4417 | kWh
0.94 | 16.5788 | 17.5188 | kWh
0.94 | 13.4014 | 14.3414 | kWh
0.94 | 10.7273 | 11.6673 | kWh
0.94 | 8.227 | 9.167 | kWh
0.94 | 6.2562 | 7.1962 | kWh
0.94 | 5.09 | 6.03 | kWh
0.94 | 5.1245 | 6.0645 | kWh
0.94 | 6.0222 | 6.9622 | kWh
0.94 | 8.2704 | 9.2104 | kWh
0.94 | 11.2802 | 12.2202 | kWh
0.94 | 14.4549 | 15.3949 | kWh
0.94 | 17.7361 | 18.6761 | kWh
0.94 | 21.1991 | 22.1391 | kWh
0.94 | 25.1191 | 26.0591 | kWh
0.94 | 28.8878 | 29.8278 | kWh
0.94 | 31.4065 | 32.3465 | kWh
0.94 | 32.7107 | 33.6507 | kWh
0.94 | 33.1482 | 34.0882 | kWh
0.94 | 32.561 | 33.501 | kWh
0.94 | 31.2065 | 32.1465 | kWh
0.94 | 23.1461 | 24.0861 | kWh
0.94 | 21.6894 | 22.6294 | kWh
0.94 | 19.9358 | 20.8758 | kWh
0.94 | 17.9945 | 18.9345 | kWh
0.94 | 14.4744 | 15.4144 | kWh
0.94 | 10.7976 | 11.7376 | kWh
7.3918 | 8.714 | 16.1057 | kWh
11.8268 | 8.1236 | 19.9504 | kWh
16.2619 | 10.0387 | 26.3005 | kWh
16.2619 | 14.8094 | 31.0713 | kWh
16.2619 | 16.9817 | 33.2435 | kWh
15.5227 | 18.4037 | 33.9264 | kWh
15.5227 | 19.8461 | 35.3688 | kWh
12.566 | 21.6026 | 34.1685 | kWh
11.8268 | 23.2891 | 35.1159 | kWh
15.5227 | 24.9711 | 40.4938 | kWh
19.9577 | 26.3319 | 46.2897 | kWh
19.9577 | 26.81 | 46.7678 | kWh
14.7835 | 26.3352 | 41.1187 | kWh
7.3918 | 23.279 | 30.6708 | kWh
0.94 | 22.4215 | 23.3615 | kWh
0.94 | 22.7541 | 23.6941 | kWh
0.94 | 23.3368 | 24.2768 | kWh
0.94 | 23.6162 | 24.5562 | kWh
0.94 | 23.1461 | 24.0861 | kWh
0.94 | 21.6894 | 22.6294 | kWh
0.94 | 19.9358 | 20.8758 | kWh
0.94 | 17.9945 | 18.9345 | kWh
0.94 | 14.4744 | 15.4144 | kWh
0.94 | 10.7976 | 11.7376 | kWh
7.3918 | 8.714 | 16.1057 | kWh
11.8268 | 8.1236 | 19.9504 | kWh
16.2619 | 10.0387 | 26.3005 | kWh
16.2619 | 14.8094 | 31.0713 | kWh
16.2619 | 16.9817 | 33.2435 | kWh
15.5227 | 18.4037 | 33.9264 | kWh
15.5227 | 19.8461 | 35.3688 | kWh
12.566 | 21.6026 | 34.1685 | kWh
11.8268 | 23.2891 | 35.1159 | kWh
15.5227 | 24.9711 | 40.4938 | kWh
19.9577 | 26.3319 | 46.2897 | kWh
19.9577 | 26.81 | 46.7678 | kWh
14.7835 | 26.3352 | 41.1187 | kWh
7.3918 | 23.279 | 30.6708 | kWh
0.94 | 22.4215 | 23.3615 | kWh
0.94 | 22.7541 | 23.6941 | kWh
0.94 | 23.3368 | 24.2768 | kWh
0.94 | 23.6162 | 24.5562 | kWh
0.94 | 23.1461 | 24.0861 | kWh
0.94 | 21.6894 | 22.6294 | kWh
0.94 | 19.9358 | 20.8758 | kWh
0.94 | 17.9945 | 18.9345 | kWh
0.94 | 14.4744 | 15.4144 | kWh
0.94 | 10.7976 | 11.7376 | kWh
7.3918 | 8.714 | 16.1057 | kWh
11.8268 | 8.1236 | 19.9504 | kWh
16.2619 | 10.0387 | 26.3005 | kWh
16.2619 | 14.8094 | 31.0713 | kWh
16.2619 | 16.9817 | 33.2435 | kWh
15.5227 | 18.4037 | 33.9264 | kWh
15.5227 | 19.8461 | 35.3688 | kWh
12.566 | 21.6026 | 34.1685 | kWh
11.8268 | 23.2891 | 35.1159 | kWh
15.5227 | 24.9711 | 40.4938 | kWh
19.9577 | 26.3319 | 46.2897 | kWh
19.9577 | 26.81 | 46.7678 | kWh
14.7835 | 26.3352 | 41.1187 | kWh
7.3918 | 23.279 | 30.6708 | kWh
0.94 | 22.4215 | 23.3615 | kWh
0.94 | 22.7541 | 23.6941 | kWh
0.94 | 23.3368 | 24.2768 | kWh
0.94 | 23.6162 | 24.5562 | kWh
0.94 | 23.1461 | 24.0861 | kWh
0.94 | 21.6894 | 22.6294 | kWh
0.94 | 19.9358 | 20.8758 | kWh
0.94 | 17.9945 | 18.9345 | kWh
0.94 | 14.4744 | 15.4144 | kWh
0.94 | 10.7976 | 11.7376 | kWh
7.3918 | 8.714 | 16.1057 | kWh
11.8268 | 8.1236 | 19.9504 | kWh
16.2619 | 10.0387 | 26.3005 | kWh
16.2619 | 14.8094 | 31.0713 | kWh
16.2619 | 16.9817 | 33.2435 | kWh
15.5227 | 18.4037 | 33.9264 | kWh
15.5227 | 19.8461 | 35.3688 | kWh
12.566 | 21.6026 | 34.1685 | kWh
11.8268 | 23.2891 | 35.1159 | kWh
15.5227 | 24.9711 | 40.4938 | kWh
19.9577 | 26.3319 | 46.2897 | kWh
19.9577 | 26.81 | 46.7678 | kWh
14.7835 | 26.3352 | 41.1187 | kWh
7.3918 | 23.279 | 30.6708 | kWh
0.94 | 22.4215 | 23.3615 | kWh
0.94 | 22.7541 | 23.6941 | kWh
0.94 | 23.3368 | 24.2768 | kWh
0.94 | 23.6162 | 24.5562 | kWh
0.94 | 23.1461 | 24.0861 | kWh
0.94 | 21.6894 | 22.6294 | kWh
0.94 | 19.9358 | 20.8758 | kWh
0.94 | 17.9945 | 18.9345 | kWh
0.94 | 14.4744 | 15.4144 | kWh
0.94 | 10.7976 | 11.7376 | kWh
7.3918 | 8.714 | 16.1057 | kWh
11.8268 | 8.1236 | 19.9504 | kWh
16.2619 | 10.0387 | 26.3005 | kWh
16.2619 | 14.8094 | 31.0713 | kWh
16.2619 | 16.9817 | 33.2435 | kWh
15.5227 | 18.4037 | 33.9264 | kWh
15.5227 | 19.8461 | 35.3688 | kWh
12.566 | 21.6026 | 34.1685 | kWh
11.8268 | 23.2891 | 35.1159 | kWh
15.5227 | 24.9711 | 40.4938 | kWh
19.9577 | 26.3319 | 46.2897 | kWh
19.9577 | 26.81 | 46.7678 | kWh
14.7835 | 26.3352 | 41.1187 | kWh
7.3918 | 23.279 | 30.6708 | kWh
0.94 | 22.4215 | 23.3615 | kWh
0.94 | 22.7541 | 23.6941 | kWh
0.94 | 23.3368 | 24.2768 | kWh
0.94 | 23.6162 | 24.5562 | kWh
0.94 | 29.3065 | 30.2465 | kWh
0.94 | 27.2091 | 28.1491 | kWh
0.94 | 24.2707 | 25.2107 | kWh
0.94 | 20.5017 | 21.4417 | kWh
0.94 | 16.5788 | 17.5188 | kWh
0.94 | 13.4014 | 14.3414 | kWh
0.94 | 10.7273 | 11.6673 | kWh
0.94 | 8.227 | 9.167 | kWh
0.94 | 6.2562 | 7.1962 | kWh
0.94 | 5.09 | 6.03 | kWh
0.94 | 5.1245 | 6.0645 | kWh
0.94 | 6.0222 | 6.9622 | kWh
0.94 | 8.2704 | 9.2104 | kWh
0.94 | 11.2802 | 12.2202 | kWh
0.94 | 14.4549 | 15.3949 | kWh
0.94 | 17.7361 | 18.6761 | kWh
0.94 | 21.1991 | 22.1391 | kWh
0.94 | 25.1191 | 26.0591 | kWh
0.94 | 28.8878 | 29.8278 | kWh
0.94 | 31.4065 | 32.3465 | kWh
0.94 | 32.7107 | 33.6507 | kWh
0.94 | 33.1482 | 34.0882 | kWh
0.94 | 32.561 | 33.501 | kWh
0.94 | 31.2065 | 32.1465 | kWh
0.94 | 29.3065 | 30.2465 | kWh
0.94 | 27.2091 | 28.1491 | kWh
0.94 | 24.2707 | 25.2107 | kWh
0.94 | 20.5017 | 21.4417 | kWh
0.94 | 16.5788 | 17.5188 | kWh
0.94 | 13.4014 | 14.3414 | kWh
0.94 | 10.7273 | 11.6673 | kWh
0.94 | 8.227 | 9.167 | kWh
0.94 | 6.2562 | 7.1962 | kWh
0.94 | 5.09 | 6.03 | kWh
0.94 | 5.1245 | 6.0645 | kWh
0.94 | 6.0222 | 6.9622 | kWh
0.94 | 8.2704 | 9.2104 | kWh
0.94 | 11.2802 | 12.2202 | kWh
0.94 | 14.4549 | 15.3949 | kWh
0.94 | 17.7361 | 18.6761 | kWh
0.94 | 21.1991 | 22.1391 | kWh
0.94 | 25.1191 | 26.0591 | kWh
0.94 | 28.8878 | 29.8278 | kWh
0.94 | 31.4065 | 32.3465 | kWh
0.94 | 32.7107 | 33.6507 | kWh
0.94 | 33.1482 | 34.0882 | kWh
0.94 | 32.561 | 33.501 | kWh
0.94 | 31.2065 | 32.1465 | kWh
0.94 | 23.1461 | 24.0861 | kWh
0.94 | 21.6894 | 22.6294 | kWh
0.94 | 19.9358 | 20.8758 | kWh
0.94 | 17.9945 | 18.9345 | kWh
0.94 | 14.4744 | 15.4144 | kWh
0.94 | 10.7976 | 11.7376 | kWh
7.3918 | 8.714 | 16.1057 | kWh
11.8268 | 8.1236 | 19.9504 | kWh
16.2619 | 10.0387 | 26.3005 | kWh
16.2619 | 14.8094 | 31.0713 | kWh
16.2619 | 16.9817 | 33.2435 | kWh
15.5227 | 18.4037 | 33.9264 | kWh
15.5227 | 19.8461 | 35.3688 | kWh
12.566 | 21.6026 | 34.1685 | kWh
11.8268 | 23.2891 | 35.1159 | kWh
15.5227 | 24.9711 | 40.4938 | kWh
19.9577 | 26.3319 | 46.2897 | kWh
19.9577 | 26.81 | 46.7678 | kWh
14.7835 | 26.3352 | 41.1187 | kWh
7.3918 | 23.279 | 30.6708 | kWh
0.94 | 22.4215 | 23.3615 | kWh
0.94 | 22.7541 | 23.6941 | kWh
0.94 | 23.3368 | 24.2768 | kWh
0.94 | 23.6162 | 24.5562 | kWh
0.94 | 23.1461 | 24.0861 | kWh
0.94 | 21.6894 | 22.6294 | kWh
0.94 | 19.9358 | 20.8758 | kWh
0.94 | 17.9945 | 18.9345 | kWh
0.94 | 14.4744 | 15.4144 | kWh
0.94 | 10.7976 | 11.7376 | kWh
7.3918 | 8.714 | 16.1057 | kWh
11.8268 | 8.1236 | 19.9504 | kWh
16.2619 | 10.0387 | 26.3005 | kWh
16.2619 | 14.8094 | 31.0713 | kWh
16.2619 | 16.9817 | 33.2435 | kWh
15.5227 | 18.4037 | 33.9264 | kWh
15.5227 | 19.8461 | 35.3688 | kWh
12.566 | 21.6026 | 34.1685 | kWh
11.8268 | 23.2891 | 35.1159 | kWh
15.5227 | 24.9711 | 40.4938 | kWh
19.9577 | 26.3319 | 46.2897 | kWh
19.9577 | 26.81 | 46.7678 | kWh
14.7835 | 26.3352 | 41.1187 | kWh
7.3918 | 23.279 | 30.6708 | kWh
0.94 | 22.4215 | 23.3615 | kWh
0.94 | 22.7541 | 23.6941 | kWh
0.94 | 23.3368 | 24.2768 | kWh
0.94 | 23.6162 | 24.5562 | kWh
0.94 | 23.1461 | 24.0861 | kWh
0.94 | 21.6894 | 22.6294 | kWh
0.94 | 19.9358 | 20.8758 | kWh
0.94 | 17.9945 | 18.9345 | kWh
0.94 | 14.4744 | 15.4144 | kWh
0.94 | 10.7976 | 11.7376 | kWh
7.3918 | 8.714 | 16.1057 | kWh
11.8268 | 8.1236 | 19.9504 | kWh
16.2619 | 10.0387 | 26.3005 | kWh
16.2619 | 14.8094 | 31.0713 | kWh
16.2619 | 16.9817 | 33.2435 | kWh
15.5227 | 18.4037 | 33.9264 | kWh
15.5227 | 19.8461 | 35.3688 | kWh
12.566 | 21.6026 | 34.1685 | kWh
11.8268 | 23.2891 | 35.1159 | kWh
15.5227 | 24.9711 | 40.4938 | kWh
19.9577 | 26.3319 | 46.2897 | kWh
19.9577 | 26.81 | 46.7678 | kWh
14.7835 | 26.3352 | 41.1187 | kWh
7.3918 | 23.279 | 30.6708 | kWh
0.94 | 22.4215 | 23.3615 | kWh
0.94 | 22.7541 | 23.6941 | kWh
0.94 | 23.3368 | 24.2768 | kWh
0.94 | 23.6162 | 24.5562 | kWh
0.94 | 23.1461 | 24.0861 | kWh
0.94 | 21.6894 | 22.6294 | kWh
0.94 | 19.9358 | 20.8758 | kWh
0.94 | 17.9945 | 18.9345 | kWh
0.94 | 14.4744 | 15.4144 | kWh
0.94 | 10.7976 | 11.7376 | kWh
7.3918 | 8.714 | 16.1057 | kWh
11.8268 | 8.1236 | 19.9504 | kWh
16.2619 | 10.0387 | 26.3005 | kWh
16.2619 | 14.8094 | 31.0713 | kWh
16.2619 | 16.9817 | 33.2435 | kWh
15.5227 | 18.4037 | 33.9264 | kWh
15.5227 | 19.8461 | 35.3688 | kWh
12.566 | 21.6026 | 34.1685 | kWh
11.8268 | 23.2891 | 35.1159 | kWh
15.5227 | 24.9711 | 40.4938 | kWh
19.9577 | 26.3319 | 46.2897 | kWh
19.9577 | 26.81 | 46.7678 | kWh
14.7835 | 26.3352 | 41.1187 | kWh
7.3918 | 23.279 | 30.6708 | kWh
0.94 | 22.4215 | 23.3615 | kWh
0.94 | 22.7541 | 23.6941 | kWh
0.94 | 23.3368 | 24.2768 | kWh
0.94 | 23.6162 | 24.5562 | kWh
0.94 | 23.1461 | 24.0861 | kWh
0.94 | 21.6894 | 22.6294 | kWh
0.94 | 19.9358 | 20.8758 | kWh
0.94 | 17.9945 | 18.9345 | kWh
0.94 | 14.4744 | 15.4144 | kWh
0.94 | 10.7976 | 11.7376 | kWh
7.3918 | 8.714 | 16.1057 | kWh
11.8268 | 8.1236 | 19.9504 | kWh
16.2619 | 10.0387 | 26.3005 | kWh
16.2619 | 14.8094 | 31.0713 | kWh
16.2619 | 16.9817 | 33.2435 | kWh
15.5227 | 18.4037 | 33.9264 | kWh
15.5227 | 19.8461 | 35.3688 | kWh
12.566 | 21.6026 | 34.1685 | kWh
11.8268 | 23.2891 | 35.1159 | kWh
15.5227 | 24.9711 | 40.4938 | kWh
19.9577 | 26.3319 | 46.2897 | kWh
19.9577 | 26.81 | 46.7678 | kWh
14.7835 | 26.3352 | 41.1187 | kWh
7.3918 | 23.279 | 30.6708 | kWh
0.94 | 22.4215 | 23.3615 | kWh
0.94 | 22.7541 | 23.6941 | kWh
0.94 | 23.3368 | 24.2768 | kWh
0.94 | 23.6162 | 24.5562 | kWh
0.94 | 29.3065 | 30.2465 | kWh
0.94 | 27.2091 | 28.1491 | kWh
0.94 | 24.2707 | 25.2107 | kWh
0.94 | 20.5017 | 21.4417 | kWh
0.94 | 16.5788 | 17.5188 | kWh
0.94 | 13.4014 | 14.3414 | kWh
0.94 | 10.7273 | 11.6673 | kWh
0.94 | 8.227 | 9.167 | kWh
0.94 | 6.2562 | 7.1962 | kWh
0.94 | 5.09 | 6.03 | kWh
0.94 | 5.1245 | 6.0645 | kWh
0.94 | 6.0222 | 6.9622 | kWh
0.94 | 8.2704 | 9.2104 | kWh
0.94 | 11.2802 | 12.2202 | kWh
0.94 | 14.4549 | 15.3949 | kWh
0.94 | 17.7361 | 18.6761 | kWh
0.94 | 21.1991 | 22.1391 | kWh
0.94 | 25.1191 | 26.0591 | kWh
0.94 | 28.8878 | 29.8278 | kWh
0.94 | 31.4065 | 32.3465 | kWh
0.94 | 32.7107 | 33.6507 | kWh
0.94 | 33.1482 | 34.0882 | kWh
0.94 | 32.561 | 33.501 | kWh
0.94 | 31.2065 | 32.1465 | kWh
0.94 | 29.3065 | 30.2465 | kWh
0.94 | 27.2091 | 28.1491 | kWh
0.94 | 24.2707 | 25.2107 | kWh
0.94 | 20.5017 | 21.4417 | kWh
0.94 | 16.5788 | 17.5188 | kWh
0.94 | 13.4014 | 14.3414 | kWh
0.94 | 10.7273 | 11.6673 | kWh
0.94 | 8.227 | 9.167 | kWh
0.94 | 6.2562 | 7.1962 | kWh
0.94 | 5.09 | 6.03 | kWh
0.94 | 5.1245 | 6.0645 | kWh
0.94 | 6.0222 | 6.9622 | kWh
0.94 | 8.2704 | 9.2104 | kWh
0.94 | 11.2802 | 12.2202 | kWh
0.94 | 14.4549 | 15.3949 | kWh
0.94 | 17.7361 | 18.6761 | kWh
0.94 | 21.1991 | 22.1391 | kWh
0.94 | 25.1191 | 26.0591 | kWh
0.94 | 28.8878 | 29.8278 | kWh
0.94 | 31.4065 | 32.3465 | kWh
0.94 | 32.7107 | 33.6507 | kWh
0.94 | 33.1482 | 34.0882 | kWh
0.94 | 32.561 | 33.501 | kWh
0.94 | 31.2065 | 32.1465 | kWh
0.94 | 23.1461 | 24.0861 | kWh
0.94 | 21.6894 | 22.6294 | kWh
0.94 | 19.9358 | 20.8758 | kWh
0.94 | 17.9945 | 18.9345 | kWh
0.94 | 14.4744 | 15.4144 | kWh
0.94 | 10.7976 | 11.7376 | kWh
7.3918 | 8.714 | 16.1057 | kWh
11.8268 | 8.1236 | 19.9504 | kWh
16.2619 | 10.0387 | 26.3005 | kWh
16.2619 | 14.8094 | 31.0713 | kWh
16.2619 | 16.9817 | 33.2435 | kWh
15.5227 | 18.4037 | 33.9264 | kWh
15.5227 | 19.8461 | 35.3688 | kWh
12.566 | 21.6026 | 34.1685 | kWh
11.8268 | 23.2891 | 35.1159 | kWh
15.5227 | 24.9711 | 40.4938 | kWh
19.9577 | 26.3319 | 46.2897 | kWh
19.9577 | 26.81 | 46.7678 | kWh
14.7835 | 26.3352 | 41.1187 | kWh
7.3918 | 23.279 | 30.6708 | kWh
0.94 | 22.4215 | 23.3615 | kWh
0.94 | 22.7541 | 23.6941 | kWh
0.94 | 23.3368 | 24.2768 | kWh
0.94 | 23.6162 | 24.5562 | kWh
0.94 | 23.1461 | 24.0861 | kWh
0.94 | 21.6894 | 22.6294 | kWh
0.94 | 19.9358 | 20.8758 | kWh
0.94 | 17.9945 | 18.9345 | kWh
0.94 | 14.4744 | 15.4144 | kWh
0.94 | 10.7976 | 11.7376 | kWh
7.3918 | 8.714 | 16.1057 | kWh
11.8268 | 8.1236 | 19.9504 | kWh
16.2619 | 10.0387 | 26.3005 | kWh
16.2619 | 14.8094 | 31.0713 | kWh
16.2619 | 16.9817 | 33.2435 | kWh
15.5227 | 18.4037 | 33.9264 | kWh
15.5227 | 19.8461 | 35.3688 | kWh
12.566 | 21.6026 | 34.1685 | kWh
11.8268 | 23.2891 | 35.1159 | kWh
15.5227 | 24.9711 | 40.4938 | kWh
19.9577 | 26.3319 | 46.2897 | kWh
19.9577 | 26.81 | 46.7678 | kWh
14.7835 | 26.3352 | 41.1187 | kWh
7.3918 | 23.279 | 30.6708 | kWh
0.94 | 22.4215 | 23.3615 | kWh
0.94 | 22.7541 | 23.6941 | kWh
0.94 | 23.3368 | 24.2768 | kWh
0.94 | 23.6162 | 24.5562 | kWh
0.94 | 23.1461 | 24.0861 | kWh
0.94 | 21.6894 | 22.6294 | kWh
0.94 | 19.9358 | 20.8758 | kWh
0.94 | 17.9945 | 18.9345 | kWh
0.94 | 14.4744 | 15.4144 | kWh
0.94 | 10.7976 | 11.7376 | kWh
7.3918 | 8.714 | 16.1057 | kWh
11.8268 | 8.1236 | 19.9504 | kWh
16.2619 | 10.0387 | 26.3005 | kWh
16.2619 | 14.8094 | 31.0713 | kWh
16.2619 | 16.9817 | 33.2435 | kWh
15.5227 | 18.4037 | 33.9264 | kWh
15.5227 | 19.8461 | 35.3688 | kWh
12.566 | 21.6026 | 34.1685 | kWh
11.8268 | 23.2891 | 35.1159 | kWh
15.5227 | 24.9711 | 40.4938 | kWh
19.9577 | 26.3319 | 46.2897 | kWh
19.9577 | 26.81 | 46.7678 | kWh
14.7835 | 26.3352 | 41.1187 | kWh
7.3918 | 23.279 | 30.6708 | kWh
0.94 | 22.4215 | 23.3615 | kWh
0.94 | 22.7541 | 23.6941 | kWh
0.94 | 23.3368 | 24.2768 | kWh
0.94 | 23.6162 | 24.5562 | kWh
0.94 | 23.1461 | 24.0861 | kWh
0.94 | 21.6894 | 22.6294 | kWh
0.94 | 19.9358 | 20.8758 | kWh
0.94 | 17.9945 | 18.9345 | kWh
0.94 | 14.4744 | 15.4144 | kWh
0.94 | 10.7976 | 11.7376 | kWh
7.3918 | 8.714 | 16.1057 | kWh
11.8268 | 8.1236 | 19.9504 | kWh
16.2619 | 10.0387 | 26.3005 | kWh
16.2619 | 14.8094 | 31.0713 | kWh
16.2619 | 16.9817 | 33.2435 | kWh
15.5227 | 18.4037 | 33.9264 | kWh
15.5227 | 19.8461 | 35.3688 | kWh
12.566 | 21.6026 | 34.1685 | kWh
11.8268 | 23.2891 | 35.1159 | kWh
15.5227 | 24.9711 | 40.4938 | kWh
19.9577 | 26.3319 | 46.2897 | kWh
19.9577 | 26.81 | 46.7678 | kWh
14.7835 | 26.3352 | 41.1187 | kWh
7.3918 | 23.279 | 30.6708 | kWh
0.94 | 22.4215 | 23.3615 | kWh
0.94 | 22.7541 | 23.6941 | kWh
0.94 | 23.3368 | 24.2768 | kWh
0.94 | 23.6162 | 24.5562 | kWh
0.94 | 23.1461 | 24.0861 | kWh
0.94 | 21.6894 | 22.6294 | kWh
0.94 | 19.9358 | 20.8758 | kWh
0.94 | 17.9945 | 18.9345 | kWh
0.94 | 14.4744 | 15.4144 | kWh
0.94 | 10.7976 | 11.7376 | kWh
7.3918 | 8.714 | 16.1057 | kWh
11.8268 | 8.1236 | 19.9504 | kWh
16.2619 | 10.0387 | 26.3005 | kWh
16.2619 | 14.8094 | 31.0713 | kWh
16.2619 | 16.9817 | 33.2435 | kWh
15.5227 | 18.4037 | 33.9264 | kWh
15.5227 | 19.8461 | 35.3688 | kWh
12.566 | 21.6026 | 34.1685 | kWh
11.8268 | 23.2891 | 35.1159 | kWh
15.5227 | 24.9711 | 40.4938 | kWh
19.9577 | 26.3319 | 46.2897 | kWh
19.9577 | 26.81 | 46.7678 | kWh
14.7835 | 26.3352 | 41.1187 | kWh
7.3918 | 23.279 | 30.6708 | kWh
0.94 | 22.4215 | 23.3615 | kWh
0.94 | 22.7541 | 23.6941 | kWh
0.94 | 23.3368 | 24.2768 | kWh
0.94 | 23.6162 | 24.5562 | kWh
0.94 | 29.3065 | 30.2465 | kWh
0.94 | 27.2091 | 28.1491 | kWh
0.94 | 24.2707 | 25.2107 | kWh
0.94 | 20.5017 | 21.4417 | kWh
0.94 | 16.5788 | 17.5188 | kWh
0.94 | 13.4014 | 14.3414 | kWh
0.94 | 10.7273 | 11.6673 | kWh
0.94 | 8.227 | 9.167 | kWh
0.94 | 6.2562 | 7.1962 | kWh
0.94 | 5.09 | 6.03 | kWh
0.94 | 5.1245 | 6.0645 | kWh
0.94 | 6.0222 | 6.9622 | kWh
0.94 | 8.2704 | 9.2104 | kWh
0.94 | 11.2802 | 12.2202 | kWh
0.94 | 14.4549 | 15.3949 | kWh
0.94 | 17.7361 | 18.6761 | kWh
0.94 | 21.1991 | 22.1391 | kWh
0.94 | 25.1191 | 26.0591 | kWh
0.94 | 28.8878 | 29.8278 | kWh
0.94 | 31.4065 | 32.3465 | kWh
0.94 | 32.7107 | 33.6507 | kWh
0.94 | 33.1482 | 34.0882 | kWh
0.94 | 32.561 | 33.501 | kWh
0.94 | 31.2065 | 32.1465 | kWh
0.94 | 29.3065 | 30.2465 | kWh
0.94 | 27.2091 | 28.1491 | kWh
0.94 | 24.2707 | 25.2107 | kWh
0.94 | 20.5017 | 21.4417 | kWh
0.94 | 16.5788 | 17.5188 | kWh
0.94 | 13.4014 | 14.3414 | kWh
0.94 | 10.7273 | 11.6673 | kWh
0.94 | 8.227 | 9.167 | kWh
0.94 | 6.2562 | 7.1962 | kWh
0.94 | 5.09 | 6.03 | kWh
0.94 | 5.1245 | 6.0645 | kWh
0.94 | 6.0222 | 6.9622 | kWh
0.94 | 8.2704 | 9.2104 | kWh
0.94 | 11.2802 | 12.2202 | kWh
0.94 | 14.4549 | 15.3949 | kWh
0.94 | 17.7361 | 18.6761 | kWh
0.94 | 21.1991 | 22.1391 | kWh
0.94 | 25.1191 | 26.0591 | kWh
0.94 | 28.8878 | 29.8278 | kWh
0.94 | 31.4065 | 32.3465 | kWh
0.94 | 32.7107 | 33.6507 | kWh
0.94 | 33.1482 | 34.0882 | kWh
0.94 | 32.561 | 33.501 | kWh
0.94 | 31.2065 | 32.1465 | kWh
0.94 | 23.1461 | 24.0861 | kWh
0.94 | 21.6894 | 22.6294 | kWh
0.94 | 19.9358 | 20.8758 | kWh
0.94 | 17.9945 | 18.9345 | kWh
0.94 | 14.4744 | 15.4144 | kWh
0.94 | 10.7976 | 11.7376 | kWh
7.3918 | 8.714 | 16.1057 | kWh
11.8268 | 8.1236 | 19.9504 | kWh
16.2619 | 10.0387 | 26.3005 | kWh
16.2619 | 14.8094 | 31.0713 | kWh
16.2619 | 16.9817 | 33.2435 | kWh
15.5227 | 18.4037 | 33.9264 | kWh
15.5227 | 19.8461 | 35.3688 | kWh
12.566 | 21.6026 | 34.1685 | kWh
11.8268 | 23.2891 | 35.1159 | kWh
15.5227 | 24.9711 | 40.4938 | kWh
19.9577 | 26.3319 | 46.2897 | kWh
19.9577 | 26.81 | 46.7678 | kWh
14.7835 | 26.3352 | 41.1187 | kWh
7.3918 | 23.279 | 30.6708 | kWh
0.94 | 22.4215 | 23.3615 | kWh
0.94 | 22.7541 | 23.6941 | kWh
0.94 | 23.3368 | 24.2768 | kWh
0.94 | 23.6162 | 24.5562 | kWh
0.94 | 23.1461 | 24.0861 | kWh
0.94 | 21.6894 | 22.6294 | kWh
0.94 | 19.9358 | 20.8758 | kWh
0.94 | 17.9945 | 18.9345 | kWh
0.94 | 14.4744 | 15.4144 | kWh
0.94 | 10.7976 | 11.7376 | kWh
7.3918 | 8.714 | 16.1057 | kWh
11.8268 | 8.1236 | 19.9504 | kWh
16.2619 | 10.0387 | 26.3005 | kWh
16.2619 | 14.8094 | 31.0713 | kWh
16.2619 | 16.9817 | 33.2435 | kWh
15.5227 | 18.4037 | 33.9264 | kWh
15.5227 | 19.8461 | 35.3688 | kWh
12.566 | 21.6026 | 34.1685 | kWh
11.8268 | 23.2891 | 35.1159 | kWh
15.5227 | 24.9711 | 40.4938 | kWh
19.9577 | 26.3319 | 46.2897 | kWh
19.9577 | 26.81 | 46.7678 | kWh
14.7835 | 26.3352 | 41.1187 | kWh
7.3918 | 23.279 | 30.6708 | kWh
0.94 | 22.4215 | 23.3615 | kWh
0.94 | 22.7541 | 23.6941 | kWh
0.94 | 23.3368 | 24.2768 | kWh
0.94 | 23.6162 | 24.5562 | kWh
0.94 | 23.1461 | 24.0861 | kWh
0.94 | 21.6894 | 22.6294 | kWh
0.94 | 19.9358 | 20.8758 | kWh
0.94 | 17.9945 | 18.9345 | kWh
0.94 | 14.4744 | 15.4144 | kWh
0.94 | 10.7976 | 11.7376 | kWh
7.3918 | 8.714 | 16.1057 | kWh
11.8268 | 8.1236 | 19.9504 | kWh
16.2619 | 10.0387 | 26.3005 | kWh
16.2619 | 14.8094 | 31.0713 | kWh
16.2619 | 16.9817 | 33.2435 | kWh
15.5227 | 18.4037 | 33.9264 | kWh
15.5227 | 19.8461 | 35.3688 | kWh
12.566 | 21.6026 | 34.1685 | kWh
11.8268 | 23.2891 | 35.1159 | kWh
15.5227 | 24.9711 | 40.4938 | kWh
19.9577 | 26.3319 | 46.2897 | kWh
19.9577 | 26.81 | 46.7678 | kWh
14.7835 | 26.3352 | 41.1187 | kWh
7.3918 | 23.279 | 30.6708 | kWh
0.94 | 22.4215 | 23.3615 | kWh
0.94 | 22.7541 | 23.6941 | kWh
0.94 | 23.3368 | 24.2768 | kWh
0.94 | 23.6162 | 24.5562 | kWh
0.94 | 23.1461 | 24.0861 | kWh
0.94 | 21.6894 | 22.6294 | kWh
0.94 | 19.9358 | 20.8758 | kWh
0.94 | 17.9945 | 18.9345 | kWh
0.94 | 14.4744 | 15.4144 | kWh
0.94 | 10.7976 | 11.7376 | kWh
7.3918 | 8.714 | 16.1057 | kWh
11.8268 | 8.1236 | 19.9504 | kWh
16.2619 | 10.0387 | 26.3005 | kWh
16.2619 | 14.8094 | 31.0713 | kWh
16.2619 | 16.9817 | 33.2435 | kWh
15.5227 | 18.4037 | 33.9264 | kWh
15.5227 | 19.8461 | 35.3688 | kWh
12.566 | 21.6026 | 34.1685 | kWh
11.8268 | 23.2891 | 35.1159 | kWh
15.5227 | 24.9711 | 40.4938 | kWh
19.9577 | 26.3319 | 46.2897 | kWh
19.9577 | 26.81 | 46.7678 | kWh
14.7835 | 26.3352 | 41.1187 | kWh
7.3918 | 23.279 | 30.6708 | kWh
0.94 | 22.4215 | 23.3615 | kWh
0.94 | 22.7541 | 23.6941 | kWh
0.94 | 23.3368 | 24.2768 | kWh
0.94 | 23.6162 | 24.5562 | kWh
0.94 | 23.1461 | 24.0861 | kWh
0.94 | 21.6894 | 22.6294 | kWh
0.94 | 19.9358 | 20.8758 | kWh
0.94 | 17.9945 | 18.9345 | kWh
0.94 | 14.4744 | 15.4144 | kWh
0.94 | 10.7976 | 11.7376 | kWh
7.3918 | 8.714 | 16.1057 | kWh
11.8268 | 8.1236 | 19.9504 | kWh
16.2619 | 10.0387 | 26.3005 | kWh
16.2619 | 14.8094 | 31.0713 | kWh
16.2619 | 16.9817 | 33.2435 | kWh
15.5227 | 18.4037 | 33.9264 | kWh
15.5227 | 19.8461 | 35.3688 | kWh
12.566 | 21.6026 | 34.1685 | kWh
11.8268 | 23.2891 | 35.1159 | kWh
15.5227 | 24.9711 | 40.4938 | kWh
19.9577 | 26.3319 | 46.2897 | kWh
19.9577 | 26.81 | 46.7678 | kWh
14.7835 | 26.3352 | 41.1187 | kWh
7.3918 | 23.279 | 30.6708 | kWh
0.94 | 22.4215 | 23.3615 | kWh
0.94 | 22.7541 | 23.6941 | kWh
0.94 | 23.3368 | 24.2768 | kWh
0.94 | 23.6162 | 24.5562 | kWh
0.94 | 29.3065 | 30.2465 | kWh
0.94 | 27.2091 | 28.1491 | kWh
0.94 | 24.2707 | 25.2107 | kWh
0.94 | 20.5017 | 21.4417 | kWh
0.94 | 16.5788 | 17.5188 | kWh
0.94 | 13.4014 | 14.3414 | kWh
0.94 | 10.7273 | 11.6673 | kWh
0.94 | 8.227 | 9.167 | kWh
0.94 | 6.2562 | 7.1962 | kWh
0.94 | 5.09 | 6.03 | kWh
0.94 | 5.1245 | 6.0645 | kWh
0.94 | 6.0222 | 6.9622 | kWh
0.94 | 8.2704 | 9.2104 | kWh
0.94 | 11.2802 | 12.2202 | kWh
0.94 | 14.4549 | 15.3949 | kWh
0.94 | 17.7361 | 18.6761 | kWh
0.94 | 21.1991 | 22.1391 | kWh
0.94 | 25.1191 | 26.0591 | kWh
0.94 | 28.8878 | 29.8278 | kWh
0.94 | 31.4065 | 32.3465 | kWh
0.94 | 32.7107 | 33.6507 | kWh
0.94 | 33.1482 | 34.0882 | kWh
0.94 | 32.561 | 33.501 | kWh
0.94 | 31.2065 | 32.1465 | kWh
0.94 | 29.3065 | 30.2465 | kWh
0.94 | 27.2091 | 28.1491 | kWh
0.94 | 24.2707 | 25.2107 | kWh
0.94 | 20.5017 | 21.4417 | kWh
0.94 | 16.5788 | 17.5188 | kWh
0.94 | 13.4014 | 14.3414 | kWh
0.94 | 10.7273 | 11.6673 | kWh
0.94 | 8.227 | 9.167 | kWh
0.94 | 6.2562 | 7.1962 | kWh
0.94 | 5.09 | 6.03 | kWh
0.94 | 5.1245 | 6.0645 | kWh
0.94 | 6.0222 | 6.9622 | kWh
0.94 | 8.2704 | 9.2104 | kWh
0.94 | 11.2802 | 12.2202 | kWh
0.94 | 14.4549 | 15.3949 | kWh
0.94 | 17.7361 | 18.6761 | kWh
0.94 | 21.1991 | 22.1391 | kWh
0.94 | 25.1191 | 26.0591 | kWh
0.94 | 28.8878 | 29.8278 | kWh
0.94 | 31.4065 | 32.3465 | kWh
0.94 | 32.7107 | 33.6507 | kWh
0.94 | 33.1482 | 34.0882 | kWh
0.94 | 32.561 | 33.501 | kWh
0.94 | 31.2065 | 32.1465 | kWh
0.94 | 23.1461 | 24.0861 | kWh
0.94 | 21.6894 | 22.6294 | kWh
0.94 | 19.9358 | 20.8758 | kWh
0.94 | 17.9945 | 18.9345 | kWh
0.94 | 14.4744 | 15.4144 | kWh
0.94 | 10.7976 | 11.7376 | kWh
7.3918 | 8.714 | 16.1057 | kWh
11.8268 | 8.1236 | 19.9504 | kWh
16.2619 | 10.0387 | 26.3005 | kWh
16.2619 | 14.8094 | 31.0713 | kWh
16.2619 | 16.9817 | 33.2435 | kWh
15.5227 | 18.4037 | 33.9264 | kWh
15.5227 | 19.8461 | 35.3688 | kWh
12.566 | 21.6026 | 34.1685 | kWh
11.8268 | 23.2891 | 35.1159 | kWh
15.5227 | 24.9711 | 40.4938 | kWh
19.9577 | 26.3319 | 46.2897 | kWh
19.9577 | 26.81 | 46.7678 | kWh
14.7835 | 26.3352 | 41.1187 | kWh
7.3918 | 23.279 | 30.6708 | kWh
0.94 | 22.4215 | 23.3615 | kWh
0.94 | 22.7541 | 23.6941 | kWh
0.94 | 23.3368 | 24.2768 | kWh
0.94 | 23.6162 | 24.5562 | kWh
0.94 | 23.1461 | 24.0861 | kWh
0.94 | 21.6894 | 22.6294 | kWh
0.94 | 19.9358 | 20.8758 | kWh
0.94 | 17.9945 | 18.9345 | kWh
0.94 | 14.4744 | 15.4144 | kWh
0.94 | 10.7976 | 11.7376 | kWh
7.3918 | 8.714 | 16.1057 | kWh
11.8268 | 8.1236 | 19.9504 | kWh
16.2619 | 10.0387 | 26.3005 | kWh
16.2619 | 14.8094 | 31.0713 | kWh
16.2619 | 16.9817 | 33.2435 | kWh
15.5227 | 18.4037 | 33.9264 | kWh
15.5227 | 19.8461 | 35.3688 | kWh
12.566 | 21.6026 | 34.1685 | kWh
11.8268 | 23.2891 | 35.1159 | kWh
15.5227 | 24.9711 | 40.4938 | kWh
19.9577 | 26.3319 | 46.2897 | kWh
19.9577 | 26.81 | 46.7678 | kWh
14.7835 | 26.3352 | 41.1187 | kWh
7.3918 | 23.279 | 30.6708 | kWh
0.94 | 22.4215 | 23.3615 | kWh
0.94 | 22.7541 | 23.6941 | kWh
0.94 | 23.3368 | 24.2768 | kWh
0.94 | 23.6162 | 24.5562 | kWh
0.94 | 23.1461 | 24.0861 | kWh
0.94 | 21.6894 | 22.6294 | kWh
0.94 | 19.9358 | 20.8758 | kWh
0.94 | 17.9945 | 18.9345 | kWh
0.94 | 14.4744 | 15.4144 | kWh
0.94 | 10.7976 | 11.7376 | kWh
7.3918 | 8.714 | 16.1057 | kWh
11.8268 | 8.1236 | 19.9504 | kWh
16.2619 | 10.0387 | 26.3005 | kWh
16.2619 | 14.8094 | 31.0713 | kWh
16.2619 | 16.9817 | 33.2435 | kWh
15.5227 | 18.4037 | 33.9264 | kWh
15.5227 | 19.8461 | 35.3688 | kWh
12.566 | 21.6026 | 34.1685 | kWh
11.8268 | 23.2891 | 35.1159 | kWh
15.5227 | 24.9711 | 40.4938 | kWh
19.9577 | 26.3319 | 46.2897 | kWh
19.9577 | 26.81 | 46.7678 | kWh
14.7835 | 26.3352 | 41.1187 | kWh
7.3918 | 23.279 | 30.6708 | kWh
0.94 | 22.4215 | 23.3615 | kWh
0.94 | 22.7541 | 23.6941 | kWh
0.94 | 23.3368 | 24.2768 | kWh
0.94 | 23.6162 | 24.5562 | kWh
0.94 | 23.1461 | 24.0861 | kWh
0.94 | 21.6894 | 22.6294 | kWh
0.94 | 19.9358 | 20.8758 | kWh
0.94 | 17.9945 | 18.9345 | kWh
0.94 | 14.4744 | 15.4144 | kWh
0.94 | 10.7976 | 11.7376 | kWh
7.3918 | 8.714 | 16.1057 | kWh
11.8268 | 8.1236 | 19.9504 | kWh
16.2619 | 10.0387 | 26.3005 | kWh
16.2619 | 14.8094 | 31.0713 | kWh
16.2619 | 16.9817 | 33.2435 | kWh
15.5227 | 18.4037 | 33.9264 | kWh
15.5227 | 19.8461 | 35.3688 | kWh
12.566 | 21.6026 | 34.1685 | kWh
11.8268 | 23.2891 | 35.1159 | kWh
15.5227 | 24.9711 | 40.4938 | kWh
19.9577 | 26.3319 | 46.2897 | kWh
19.9577 | 26.81 | 46.7678 | kWh
14.7835 | 26.3352 | 41.1187 | kWh
7.3918 | 23.279 | 30.6708 | kWh
0.94 | 22.4215 | 23.3615 | kWh
0.94 | 22.7541 | 23.6941 | kWh
0.94 | 23.3368 | 24.2768 | kWh
0.94 | 23.6162 | 24.5562 | kWh
0.94 | 23.1461 | 24.0861 | kWh
0.94 | 21.6894 | 22.6294 | kWh
0.94 | 19.9358 | 20.8758 | kWh
0.94 | 17.9945 | 18.9345 | kWh
0.94 | 14.4744 | 15.4144 | kWh
0.94 | 10.7976 | 11.7376 | kWh
7.3918 | 8.714 | 16.1057 | kWh
11.8268 | 8.1236 | 19.9504 | kWh
16.2619 | 10.0387 | 26.3005 | kWh
16.2619 | 14.8094 | 31.0713 | kWh
16.2619 | 16.9817 | 33.2435 | kWh
15.5227 | 18.4037 | 33.9264 | kWh
15.5227 | 19.8461 | 35.3688 | kWh
12.566 | 21.6026 | 34.1685 | kWh
11.8268 | 23.2891 | 35.1159 | kWh
15.5227 | 24.9711 | 40.4938 | kWh
19.9577 | 26.3319 | 46.2897 | kWh
19.9577 | 26.81 | 46.7678 | kWh
14.7835 | 26.3352 | 41.1187 | kWh
7.3918 | 23.279 | 30.6708 | kWh
0.94 | 22.4215 | 23.3615 | kWh
0.94 | 22.7541 | 23.6941 | kWh
0.94 | 23.3368 | 24.2768 | kWh
0.94 | 23.6162 | 24.5562 | kWh
0.94 | 29.3065 | 30.2465 | kWh
0.94 | 27.2091 | 28.1491 | kWh
0.94 | 24.2707 | 25.2107 | kWh
0.94 | 20.5017 | 21.4417 | kWh
0.94 | 16.5788 | 17.5188 | kWh
0.94 | 13.4014 | 14.3414 | kWh
0.94 | 10.7273 | 11.6673 | kWh
0.94 | 8.227 | 9.167 | kWh
0.94 | 6.2562 | 7.1962 | kWh
0.94 | 5.09 | 6.03 | kWh
0.94 | 5.1245 | 6.0645 | kWh
0.94 | 6.0222 | 6.9622 | kWh
0.94 | 8.2704 | 9.2104 | kWh
0.94 | 11.2802 | 12.2202 | kWh
0.94 | 14.4549 | 15.3949 | kWh
0.94 | 17.7361 | 18.6761 | kWh
0.94 | 21.1991 | 22.1391 | kWh
0.94 | 25.1191 | 26.0591 | kWh
0.94 | 28.8878 | 29.8278 | kWh
0.94 | 31.4065 | 32.3465 | kWh
0.94 | 32.7107 | 33.6507 | kWh
0.94 | 33.1482 | 34.0882 | kWh
0.94 | 32.561 | 33.501 | kWh
0.94 | 31.2065 | 32.1465 | kWh
0.94 | 29.3065 | 30.2465 | kWh
0.94 | 27.2091 | 28.1491 | kWh
0.94 | 24.2707 | 25.2107 | kWh
0.94 | 20.5017 | 21.4417 | kWh
0.94 | 16.5788 | 17.5188 | kWh
0.94 | 13.4014 | 14.3414 | kWh
0.94 | 10.7273 | 11.6673 | kWh
0.94 | 8.227 | 9.167 | kWh
0.94 | 6.2562 | 7.1962 | kWh
0.94 | 5.09 | 6.03 | kWh
0.94 | 5.1245 | 6.0645 | kWh
0.94 | 6.0222 | 6.9622 | kWh
0.94 | 8.2704 | 9.2104 | kWh
0.94 | 11.2802 | 12.2202 | kWh
0.94 | 14.4549 | 15.3949 | kWh
0.94 | 17.7361 | 18.6761 | kWh
0.94 | 21.1991 | 22.1391 | kWh
0.94 | 25.1191 | 26.0591 | kWh
0.94 | 28.8878 | 29.8278 | kWh
0.94 | 31.4065 | 32.3465 | kWh
0.94 | 32.7107 | 33.6507 | kWh
0.94 | 33.1482 | 34.0882 | kWh
0.94 | 32.561 | 33.501 | kWh
0.94 | 31.2065 | 32.1465 | kWh
0.94 | 23.1461 | 24.0861 | kWh
0.94 | 21.6894 | 22.6294 | kWh
0.94 | 19.9358 | 20.8758 | kWh
0.94 | 17.9945 | 18.9345 | kWh
0.94 | 14.4744 | 15.4144 | kWh
0.94 | 10.7976 | 11.7376 | kWh
7.3918 | 8.714 | 16.1057 | kWh
11.8268 | 8.1236 | 19.9504 | kWh
16.2619 | 10.0387 | 26.3005 | kWh
16.2619 | 14.8094 | 31.0713 | kWh
16.2619 | 16.9817 | 33.2435 | kWh
15.5227 | 18.4037 | 33.9264 | kWh
15.5227 | 19.8461 | 35.3688 | kWh
12.566 | 21.6026 | 34.1685 | kWh
11.8268 | 23.2891 | 35.1159 | kWh
15.5227 | 24.9711 | 40.4938 | kWh
19.9577 | 26.3319 | 46.2897 | kWh
19.9577 | 26.81 | 46.7678 | kWh
14.7835 | 26.3352 | 41.1187 | kWh
7.3918 | 23.279 | 30.6708 | kWh
0.94 | 22.4215 | 23.3615 | kWh
0.94 | 22.7541 | 23.6941 | kWh
0.94 | 23.3368 | 24.2768 | kWh
0.94 | 23.6162 | 24.5562 | kWh
0.94 | 23.1461 | 24.0861 | kWh
0.94 | 21.6894 | 22.6294 | kWh
0.94 | 19.9358 | 20.8758 | kWh
0.94 | 17.9945 | 18.9345 | kWh
0.94 | 14.4744 | 15.4144 | kWh
0.94 | 10.7976 | 11.7376 | kWh
7.3918 | 8.714 | 16.1057 | kWh
11.8268 | 8.1236 | 19.9504 | kWh
16.2619 | 10.0387 | 26.3005 | kWh
16.2619 | 14.8094 | 31.0713 | kWh
16.2619 | 16.9817 | 33.2435 | kWh
15.5227 | 18.4037 | 33.9264 | kWh
15.5227 | 19.8461 | 35.3688 | kWh
12.566 | 21.6026 | 34.1685 | kWh
11.8268 | 23.2891 | 35.1159 | kWh
15.5227 | 24.9711 | 40.4938 | kWh
19.9577 | 26.3319 | 46.2897 | kWh
19.9577 | 26.81 | 46.7678 | kWh
14.7835 | 26.3352 | 41.1187 | kWh
7.3918 | 23.279 | 30.6708 | kWh
0.94 | 22.4215 | 23.3615 | kWh
0.94 | 22.7541 | 23.6941 | kWh
0.94 | 23.3368 | 24.2768 | kWh
0.94 | 23.6162 | 24.5562 | kWh
0.94 | 23.1461 | 24.0861 | kWh
0.94 | 21.6894 | 22.6294 | kWh
0.94 | 19.9358 | 20.8758 | kWh
0.94 | 17.9945 | 18.9345 | kWh
0.94 | 14.4744 | 15.4144 | kWh
0.94 | 10.7976 | 11.7376 | kWh
7.3918 | 8.714 | 16.1057 | kWh
11.8268 | 8.1236 | 19.9504 | kWh
16.2619 | 10.0387 | 26.3005 | kWh
16.2619 | 14.8094 | 31.0713 | kWh
16.2619 | 16.9817 | 33.2435 | kWh
15.5227 | 18.4037 | 33.9264 | kWh
15.5227 | 19.8461 | 35.3688 | kWh
12.566 | 21.6026 | 34.1685 | kWh
11.8268 | 23.2891 | 35.1159 | kWh
15.5227 | 24.9711 | 40.4938 | kWh
19.9577 | 26.3319 | 46.2897 | kWh
19.9577 | 26.81 | 46.7678 | kWh
14.7835 | 26.3352 | 41.1187 | kWh
7.3918 | 23.279 | 30.6708 | kWh
0.94 | 22.4215 | 23.3615 | kWh
0.94 | 22.7541 | 23.6941 | kWh
0.94 | 23.3368 | 24.2768 | kWh
0.94 | 23.6162 | 24.5562 | kWh
0.94 | 23.1461 | 24.0861 | kWh
0.94 | 21.6894 | 22.6294 | kWh
0.94 | 19.9358 | 20.8758 | kWh
0.94 | 17.9945 | 18.9345 | kWh
0.94 | 14.4744 | 15.4144 | kWh
0.94 | 10.7976 | 11.7376 | kWh
7.3918 | 8.714 | 16.1057 | kWh
11.8268 | 8.1236 | 19.9504 | kWh
16.2619 | 10.0387 | 26.3005 | kWh
16.2619 | 14.8094 | 31.0713 | kWh
16.2619 | 16.9817 | 33.2435 | kWh
15.5227 | 18.4037 | 33.9264 | kWh
15.5227 | 19.8461 | 35.3688 | kWh
12.566 | 21.6026 | 34.1685 | kWh
11.8268 | 23.2891 | 35.1159 | kWh
15.5227 | 24.9711 | 40.4938 | kWh
19.9577 | 26.3319 | 46.2897 | kWh
19.9577 | 26.81 | 46.7678 | kWh
14.7835 | 26.3352 | 41.1187 | kWh
7.3918 | 23.279 | 30.6708 | kWh
0.94 | 22.4215 | 23.3615 | kWh
0.94 | 22.7541 | 23.6941 | kWh
0.94 | 23.3368 | 24.2768 | kWh
0.94 | 23.6162 | 24.5562 | kWh
0.94 | 23.1461 | 24.0861 | kWh
0.94 | 21.6894 | 22.6294 | kWh
0.94 | 19.9358 | 20.8758 | kWh
0.94 | 17.9945 | 18.9345 | kWh
0.94 | 14.4744 | 15.4144 | kWh
0.94 | 10.7976 | 11.7376 | kWh
7.3918 | 8.714 | 16.1057 | kWh
11.8268 | 8.1236 | 19.9504 | kWh
16.2619 | 10.0387 | 26.3005 | kWh
16.2619 | 14.8094 | 31.0713 | kWh
16.2619 | 16.9817 | 33.2435 | kWh
15.5227 | 18.4037 | 33.9264 | kWh
15.5227 | 19.8461 | 35.3688 | kWh
12.566 | 21.6026 | 34.1685 | kWh
11.8268 | 23.2891 | 35.1159 | kWh
15.5227 | 24.9711 | 40.4938 | kWh
19.9577 | 26.3319 | 46.2897 | kWh
19.9577 | 26.81 | 46.7678 | kWh
14.7835 | 26.3352 | 41.1187 | kWh
7.3918 | 23.279 | 30.6708 | kWh
0.94 | 22.4215 | 23.3615 | kWh
0.94 | 22.7541 | 23.6941 | kWh
0.94 | 23.3368 | 24.2768 | kWh
0.94 | 23.6162 | 24.5562 | kWh
0.94 | 29.3065 | 30.2465 | kWh
0.94 | 27.2091 | 28.1491 | kWh
0.94 | 24.2707 | 25.2107 | kWh
0.94 | 20.5017 | 21.4417 | kWh
0.94 | 16.5788 | 17.5188 | kWh
0.94 | 13.4014 | 14.3414 | kWh
0.94 | 10.7273 | 11.6673 | kWh
0.94 | 8.227 | 9.167 | kWh
0.94 | 6.2562 | 7.1962 | kWh
0.94 | 5.09 | 6.03 | kWh
0.94 | 5.1245 | 6.0645 | kWh
0.94 | 6.0222 | 6.9622 | kWh
0.94 | 8.2704 | 9.2104 | kWh
0.94 | 11.2802 | 12.2202 | kWh
0.94 | 14.4549 | 15.3949 | kWh
0.94 | 17.7361 | 18.6761 | kWh
0.94 | 21.1991 | 22.1391 | kWh
0.94 | 25.1191 | 26.0591 | kWh
0.94 | 28.8878 | 29.8278 | kWh
0.94 | 31.4065 | 32.3465 | kWh
0.94 | 32.7107 | 33.6507 | kWh
0.94 | 33.1482 | 34.0882 | kWh
0.94 | 32.561 | 33.501 | kWh
0.94 | 31.2065 | 32.1465 | kWh
0.94 | 29.3065 | 30.2465 | kWh
0.94 | 27.2091 | 28.1491 | kWh
0.94 | 24.2707 | 25.2107 | kWh
0.94 | 20.5017 | 21.4417 | kWh
0.94 | 16.5788 | 17.5188 | kWh
0.94 | 13.4014 | 14.3414 | kWh
0.94 | 10.7273 | 11.6673 | kWh
0.94 | 8.227 | 9.167 | kWh
0.94 | 6.2562 | 7.1962 | kWh
0.94 | 5.09 | 6.03 | kWh
0.94 | 5.1245 | 6.0645 | kWh
0.94 | 6.0222 | 6.9622 | kWh
0.94 | 8.2704 | 9.2104 | kWh
0.94 | 11.2802 | 12.2202 | kWh
0.94 | 14.4549 | 15.3949 | kWh
0.94 | 17.7361 | 18.6761 | kWh
0.94 | 21.1991 | 22.1391 | kWh
0.94 | 25.1191 | 26.0591 | kWh
0.94 | 28.8878 | 29.8278 | kWh
0.94 | 31.4065 | 32.3465 | kWh
0.94 | 32.7107 | 33.6507 | kWh
0.94 | 33.1482 | 34.0882 | kWh
0.94 | 32.561 | 33.501 | kWh
0.94 | 31.2065 | 32.1465 | kWh
0.94 | 23.1461 | 24.0861 | kWh
0.94 | 21.6894 | 22.6294 | kWh
0.94 | 19.9358 | 20.8758 | kWh
0.94 | 17.9945 | 18.9345 | kWh
0.94 | 14.4744 | 15.4144 | kWh
0.94 | 10.7976 | 11.7376 | kWh
7.3918 | 8.714 | 16.1057 | kWh
11.8268 | 8.1236 | 19.9504 | kWh
16.2619 | 10.0387 | 26.3005 | kWh
16.2619 | 14.8094 | 31.0713 | kWh
16.2619 | 16.9817 | 33.2435 | kWh
15.5227 | 18.4037 | 33.9264 | kWh
15.5227 | 19.8461 | 35.3688 | kWh
12.566 | 21.6026 | 34.1685 | kWh
11.8268 | 23.2891 | 35.1159 | kWh
15.5227 | 24.9711 | 40.4938 | kWh
19.9577 | 26.3319 | 46.2897 | kWh
19.9577 | 26.81 | 46.7678 | kWh
14.7835 | 26.3352 | 41.1187 | kWh
7.3918 | 23.279 | 30.6708 | kWh
0.94 | 22.4215 | 23.3615 | kWh
0.94 | 22.7541 | 23.6941 | kWh
0.94 | 23.3368 | 24.2768 | kWh
0.94 | 23.6162 | 24.5562 | kWh
0.94 | 23.1461 | 24.0861 | kWh
0.94 | 21.6894 | 22.6294 | kWh
0.94 | 19.9358 | 20.8758 | kWh
0.94 | 17.9945 | 18.9345 | kWh
0.94 | 14.4744 | 15.4144 | kWh
0.94 | 10.7976 | 11.7376 | kWh
7.3918 | 8.714 | 16.1057 | kWh
11.8268 | 8.1236 | 19.9504 | kWh
16.2619 | 10.0387 | 26.3005 | kWh
16.2619 | 14.8094 | 31.0713 | kWh
16.2619 | 16.9817 | 33.2435 | kWh
15.5227 | 18.4037 | 33.9264 | kWh
15.5227 | 19.8461 | 35.3688 | kWh
12.566 | 21.6026 | 34.1685 | kWh
11.8268 | 23.2891 | 35.1159 | kWh
15.5227 | 24.9711 | 40.4938 | kWh
19.9577 | 26.3319 | 46.2897 | kWh
19.9577 | 26.81 | 46.7678 | kWh
14.7835 | 26.3352 | 41.1187 | kWh
7.3918 | 23.279 | 30.6708 | kWh
0.94 | 22.4215 | 23.3615 | kWh
0.94 | 22.7541 | 23.6941 | kWh
0.94 | 23.3368 | 24.2768 | kWh
0.94 | 23.6162 | 24.5562 | kWh
0.94 | 23.1461 | 24.0861 | kWh
0.94 | 21.6894 | 22.6294 | kWh
0.94 | 19.9358 | 20.8758 | kWh
0.94 | 17.9945 | 18.9345 | kWh
0.94 | 14.4744 | 15.4144 | kWh
0.94 | 10.7976 | 11.7376 | kWh
7.3918 | 8.714 | 16.1057 | kWh
11.8268 | 8.1236 | 19.9504 | kWh
16.2619 | 10.0387 | 26.3005 | kWh
16.2619 | 14.8094 | 31.0713 | kWh
16.2619 | 16.9817 | 33.2435 | kWh
15.5227 | 18.4037 | 33.9264 | kWh
15.5227 | 19.8461 | 35.3688 | kWh
12.566 | 21.6026 | 34.1685 | kWh
11.8268 | 23.2891 | 35.1159 | kWh
15.5227 | 24.9711 | 40.4938 | kWh
19.9577 | 26.3319 | 46.2897 | kWh
19.9577 | 26.81 | 46.7678 | kWh
14.7835 | 26.3352 | 41.1187 | kWh
7.3918 | 23.279 | 30.6708 | kWh
0.94 | 22.4215 | 23.3615 | kWh
0.94 | 22.7541 | 23.6941 | kWh
0.94 | 23.3368 | 24.2768 | kWh
0.94 | 23.6162 | 24.5562 | kWh
0.94 | 23.1461 | 24.0861 | kWh
0.94 | 21.6894 | 22.6294 | kWh
0.94 | 19.9358 | 20.8758 | kWh
0.94 | 17.9945 | 18.9345 | kWh
0.94 | 14.4744 | 15.4144 | kWh
0.94 | 10.7976 | 11.7376 | kWh
7.3918 | 8.714 | 16.1057 | kWh
11.8268 | 8.1236 | 19.9504 | kWh
16.2619 | 10.0387 | 26.3005 | kWh
16.2619 | 14.8094 | 31.0713 | kWh
16.2619 | 16.9817 | 33.2435 | kWh
15.5227 | 18.4037 | 33.9264 | kWh
15.5227 | 19.8461 | 35.3688 | kWh
12.566 | 21.6026 | 34.1685 | kWh
11.8268 | 23.2891 | 35.1159 | kWh
15.5227 | 24.9711 | 40.4938 | kWh
19.9577 | 26.3319 | 46.2897 | kWh
19.9577 | 26.81 | 46.7678 | kWh
14.7835 | 26.3352 | 41.1187 | kWh
7.3918 | 23.279 | 30.6708 | kWh
0.94 | 22.4215 | 23.3615 | kWh
0.94 | 22.7541 | 23.6941 | kWh
0.94 | 23.3368 | 24.2768 | kWh
0.94 | 23.6162 | 24.5562 | kWh
0.94 | 23.1461 | 24.0861 | kWh
0.94 | 21.6894 | 22.6294 | kWh
0.94 | 19.9358 | 20.8758 | kWh
0.94 | 17.9945 | 18.9345 | kWh
0.94 | 14.4744 | 15.4144 | kWh
0.94 | 10.7976 | 11.7376 | kWh
7.3918 | 8.714 | 16.1057 | kWh
11.8268 | 8.1236 | 19.9504 | kWh
16.2619 | 10.0387 | 26.3005 | kWh
16.2619 | 14.8094 | 31.0713 | kWh
16.2619 | 16.9817 | 33.2435 | kWh
15.5227 | 18.4037 | 33.9264 | kWh
15.5227 | 19.8461 | 35.3688 | kWh
12.566 | 21.6026 | 34.1685 | kWh
11.8268 | 23.2891 | 35.1159 | kWh
15.5227 | 24.9711 | 40.4938 | kWh
19.9577 | 26.3319 | 46.2897 | kWh
19.9577 | 26.81 | 46.7678 | kWh
14.7835 | 26.3352 | 41.1187 | kWh
7.3918 | 23.279 | 30.6708 | kWh
0.94 | 22.4215 | 23.3615 | kWh
0.94 | 22.7541 | 23.6941 | kWh
0.94 | 23.3368 | 24.2768 | kWh
0.94 | 23.6162 | 24.5562 | kWh
0.94 | 29.3065 | 30.2465 | kWh
0.94 | 27.2091 | 28.1491 | kWh
0.94 | 24.2707 | 25.2107 | kWh
0.94 | 20.5017 | 21.4417 | kWh
0.94 | 16.5788 | 17.5188 | kWh
0.94 | 13.4014 | 14.3414 | kWh
0.94 | 10.7273 | 11.6673 | kWh
0.94 | 8.227 | 9.167 | kWh
0.94 | 6.2562 | 7.1962 | kWh
0.94 | 5.09 | 6.03 | kWh
0.94 | 5.1245 | 6.0645 | kWh
0.94 | 6.0222 | 6.9622 | kWh
0.94 | 8.2704 | 9.2104 | kWh
0.94 | 11.2802 | 12.2202 | kWh
0.94 | 14.4549 | 15.3949 | kWh
0.94 | 17.7361 | 18.6761 | kWh
0.94 | 21.1991 | 22.1391 | kWh
0.94 | 25.1191 | 26.0591 | kWh
0.94 | 28.8878 | 29.8278 | kWh
0.94 | 31.4065 | 32.3465 | kWh
0.94 | 32.7107 | 33.6507 | kWh
0.94 | 33.1482 | 34.0882 | kWh
0.94 | 32.561 | 33.501 | kWh
0.94 | 31.2065 | 32.1465 | kWh
0.94 | 29.3065 | 30.2465 | kWh
0.94 | 27.2091 | 28.1491 | kWh
0.94 | 24.2707 | 25.2107 | kWh
0.94 | 20.5017 | 21.4417 | kWh
0.94 | 16.5788 | 17.5188 | kWh
0.94 | 13.4014 | 14.3414 | kWh
0.94 | 10.7273 | 11.6673 | kWh
0.94 | 8.227 | 9.167 | kWh
0.94 | 6.2562 | 7.1962 | kWh
0.94 | 5.09 | 6.03 | kWh
0.94 | 5.1245 | 6.0645 | kWh
0.94 | 6.0222 | 6.9622 | kWh
0.94 | 8.2704 | 9.2104 | kWh
0.94 | 11.2802 | 12.2202 | kWh
0.94 | 14.4549 | 15.3949 | kWh
0.94 | 17.7361 | 18.6761 | kWh
0.94 | 21.1991 | 22.1391 | kWh
0.94 | 25.1191 | 26.0591 | kWh
0.94 | 28.8878 | 29.8278 | kWh
0.94 | 31.4065 | 32.3465 | kWh
0.94 | 32.7107 | 33.6507 | kWh
0.94 | 33.1482 | 34.0882 | kWh
0.94 | 32.561 | 33.501 | kWh
0.94 | 31.2065 | 32.1465 | kWh
0.94 | 23.1461 | 24.0861 | kWh
0.94 | 21.6894 | 22.6294 | kWh
0.94 | 19.9358 | 20.8758 | kWh
0.94 | 17.9945 | 18.9345 | kWh
0.94 | 14.4744 | 15.4144 | kWh
0.94 | 10.7976 | 11.7376 | kWh
7.3918 | 8.714 | 16.1057 | kWh
11.8268 | 8.1236 | 19.9504 | kWh
16.2619 | 10.0387 | 26.3005 | kWh
16.2619 | 14.8094 | 31.0713 | kWh
16.2619 | 16.9817 | 33.2435 | kWh
15.5227 | 18.4037 | 33.9264 | kWh
15.5227 | 19.8461 | 35.3688 | kWh
12.566 | 21.6026 | 34.1685 | kWh
11.8268 | 23.2891 | 35.1159 | kWh
15.5227 | 24.9711 | 40.4938 | kWh
19.9577 | 26.3319 | 46.2897 | kWh
19.9577 | 26.81 | 46.7678 | kWh
14.7835 | 26.3352 | 41.1187 | kWh
7.3918 | 23.279 | 30.6708 | kWh
0.94 | 22.4215 | 23.3615 | kWh
0.94 | 22.7541 | 23.6941 | kWh
0.94 | 23.3368 | 24.2768 | kWh
0.94 | 23.6162 | 24.5562 | kWh
0.94 | 23.1461 | 24.0861 | kWh
0.94 | 21.6894 | 22.6294 | kWh
0.94 | 19.9358 | 20.8758 | kWh
0.94 | 17.9945 | 18.9345 | kWh
0.94 | 14.4744 | 15.4144 | kWh
0.94 | 10.7976 | 11.7376 | kWh
7.3918 | 8.714 | 16.1057 | kWh
11.8268 | 8.1236 | 19.9504 | kWh
16.2619 | 10.0387 | 26.3005 | kWh
16.2619 | 14.8094 | 31.0713 | kWh
16.2619 | 16.9817 | 33.2435 | kWh
15.5227 | 18.4037 | 33.9264 | kWh
15.5227 | 19.8461 | 35.3688 | kWh
12.566 | 21.6026 | 34.1685 | kWh
11.8268 | 23.2891 | 35.1159 | kWh
15.5227 | 24.9711 | 40.4938 | kWh
19.9577 | 26.3319 | 46.2897 | kWh
19.9577 | 26.81 | 46.7678 | kWh
14.7835 | 26.3352 | 41.1187 | kWh
7.3918 | 23.279 | 30.6708 | kWh
0.94 | 22.4215 | 23.3615 | kWh
0.94 | 22.7541 | 23.6941 | kWh
0.94 | 23.3368 | 24.2768 | kWh
0.94 | 23.6162 | 24.5562 | kWh
0.94 | 23.1461 | 24.0861 | kWh
0.94 | 21.6894 | 22.6294 | kWh
0.94 | 19.9358 | 20.8758 | kWh
0.94 | 17.9945 | 18.9345 | kWh
0.94 | 14.4744 | 15.4144 | kWh
0.94 | 10.7976 | 11.7376 | kWh
7.3918 | 8.714 | 16.1057 | kWh
11.8268 | 8.1236 | 19.9504 | kWh
16.2619 | 10.0387 | 26.3005 | kWh
16.2619 | 14.8094 | 31.0713 | kWh
16.2619 | 16.9817 | 33.2435 | kWh
15.5227 | 18.4037 | 33.9264 | kWh
15.5227 | 19.8461 | 35.3688 | kWh
12.566 | 21.6026 | 34.1685 | kWh
11.8268 | 23.2891 | 35.1159 | kWh
15.5227 | 24.9711 | 40.4938 | kWh
19.9577 | 26.3319 | 46.2897 | kWh
19.9577 | 26.81 | 46.7678 | kWh
14.7835 | 26.3352 | 41.1187 | kWh
7.3918 | 23.279 | 30.6708 | kWh
0.94 | 22.4215 | 23.3615 | kWh
0.94 | 22.7541 | 23.6941 | kWh
0.94 | 23.3368 | 24.2768 | kWh
0.94 | 23.6162 | 24.5562 | kWh
0.94 | 23.1461 | 24.0861 | kWh
0.94 | 21.6894 | 22.6294 | kWh
0.94 | 19.9358 | 20.8758 | kWh
0.94 | 17.9945 | 18.9345 | kWh
0.94 | 14.4744 | 15.4144 | kWh
0.94 | 10.7976 | 11.7376 | kWh
7.3918 | 8.714 | 16.1057 | kWh
11.8268 | 8.1236 | 19.9504 | kWh
16.2619 | 10.0387 | 26.3005 | kWh
16.2619 | 14.8094 | 31.0713 | kWh
16.2619 | 16.9817 | 33.2435 | kWh
15.5227 | 18.4037 | 33.9264 | kWh
15.5227 | 19.8461 | 35.3688 | kWh
12.566 | 21.6026 | 34.1685 | kWh
11.8268 | 23.2891 | 35.1159 | kWh
15.5227 | 24.9711 | 40.4938 | kWh
19.9577 | 26.3319 | 46.2897 | kWh
19.9577 | 26.81 | 46.7678 | kWh
14.7835 | 26.3352 | 41.1187 | kWh
7.3918 | 23.279 | 30.6708 | kWh
0.94 | 22.4215 | 23.3615 | kWh
0.94 | 22.7541 | 23.6941 | kWh
0.94 | 23.3368 | 24.2768 | kWh
0.94 | 23.6162 | 24.5562 | kWh
0.94 | 23.1461 | 24.0861 | kWh
0.94 | 21.6894 | 22.6294 | kWh
0.94 | 19.9358 | 20.8758 | kWh
0.94 | 17.9945 | 18.9345 | kWh
0.94 | 14.4744 | 15.4144 | kWh
0.94 | 10.7976 | 11.7376 | kWh
7.3918 | 8.714 | 16.1057 | kWh
11.8268 | 8.1236 | 19.9504 | kWh
16.2619 | 10.0387 | 26.3005 | kWh
16.2619 | 14.8094 | 31.0713 | kWh
16.2619 | 16.9817 | 33.2435 | kWh
15.5227 | 18.4037 | 33.9264 | kWh
15.5227 | 19.8461 | 35.3688 | kWh
12.566 | 21.6026 | 34.1685 | kWh
11.8268 | 23.2891 | 35.1159 | kWh
15.5227 | 24.9711 | 40.4938 | kWh
19.9577 | 26.3319 | 46.2897 | kWh
19.9577 | 26.81 | 46.7678 | kWh
14.7835 | 26.3352 | 41.1187 | kWh
7.3918 | 23.279 | 30.6708 | kWh
0.94 | 22.4215 | 23.3615 | kWh
0.94 | 22.7541 | 23.6941 | kWh
0.94 | 23.3368 | 24.2768 | kWh
0.94 | 23.6162 | 24.5562 | kWh
0.94 | 29.3065 | 30.2465 | kWh
0.94 | 27.2091 | 28.1491 | kWh
0.94 | 24.2707 | 25.2107 | kWh
0.94 | 20.5017 | 21.4417 | kWh
0.94 | 16.5788 | 17.5188 | kWh
0.94 | 13.4014 | 14.3414 | kWh
0.94 | 10.7273 | 11.6673 | kWh
0.94 | 8.227 | 9.167 | kWh
0.94 | 6.2562 | 7.1962 | kWh
0.94 | 5.09 | 6.03 | kWh
0.94 | 5.1245 | 6.0645 | kWh
0.94 | 6.0222 | 6.9622 | kWh
0.94 | 8.2704 | 9.2104 | kWh
0.94 | 11.2802 | 12.2202 | kWh
0.94 | 14.4549 | 15.3949 | kWh
0.94 | 17.7361 | 18.6761 | kWh
0.94 | 21.1991 | 22.1391 | kWh
0.94 | 25.1191 | 26.0591 | kWh
0.94 | 28.8878 | 29.8278 | kWh
0.94 | 31.4065 | 32.3465 | kWh
0.94 | 32.7107 | 33.6507 | kWh
0.94 | 33.1482 | 34.0882 | kWh
0.94 | 32.561 | 33.501 | kWh
0.94 | 31.2065 | 32.1465 | kWh
0.94 | 29.3065 | 30.2465 | kWh
0.94 | 27.2091 | 28.1491 | kWh
0.94 | 24.2707 | 25.2107 | kWh
0.94 | 20.5017 | 21.4417 | kWh
0.94 | 16.5788 | 17.5188 | kWh
0.94 | 13.4014 | 14.3414 | kWh
0.94 | 10.7273 | 11.6673 | kWh
0.94 | 8.227 | 9.167 | kWh
0.94 | 6.2562 | 7.1962 | kWh
0.94 | 5.09 | 6.03 | kWh
0.94 | 5.1245 | 6.0645 | kWh
0.94 | 6.0222 | 6.9622 | kWh
0.94 | 8.2704 | 9.2104 | kWh
0.94 | 11.2802 | 12.2202 | kWh
0.94 | 14.4549 | 15.3949 | kWh
0.94 | 17.7361 | 18.6761 | kWh
0.94 | 21.1991 | 22.1391 | kWh
0.94 | 25.1191 | 26.0591 | kWh
0.94 | 28.8878 | 29.8278 | kWh
0.94 | 31.4065 | 32.3465 | kWh
0.94 | 32.7107 | 33.6507 | kWh
0.94 | 33.1482 | 34.0882 | kWh
0.94 | 32.561 | 33.501 | kWh
0.94 | 31.2065 | 32.1465 | kWh
0.94 | 23.1461 | 24.0861 | kWh
0.94 | 21.6894 | 22.6294 | kWh
0.94 | 19.9358 | 20.8758 | kWh
0.94 | 17.9945 | 18.9345 | kWh
0.94 | 14.4744 | 15.4144 | kWh
0.94 | 10.7976 | 11.7376 | kWh
7.3918 | 8.714 | 16.1057 | kWh
11.8268 | 8.1236 | 19.9504 | kWh
16.2619 | 10.0387 | 26.3005 | kWh
16.2619 | 14.8094 | 31.0713 | kWh
16.2619 | 16.9817 | 33.2435 | kWh
15.5227 | 18.4037 | 33.9264 | kWh
15.5227 | 19.8461 | 35.3688 | kWh
12.566 | 21.6026 | 34.1685 | kWh
11.8268 | 23.2891 | 35.1159 | kWh
15.5227 | 24.9711 | 40.4938 | kWh
19.9577 | 26.3319 | 46.2897 | kWh
19.9577 | 26.81 | 46.7678 | kWh
14.7835 | 26.3352 | 41.1187 | kWh
7.3918 | 23.279 | 30.6708 | kWh
0.94 | 22.4215 | 23.3615 | kWh
0.94 | 22.7541 | 23.6941 | kWh
0.94 | 23.3368 | 24.2768 | kWh
0.94 | 23.6162 | 24.5562 | kWh
0.94 | 23.1461 | 24.0861 | kWh
0.94 | 21.6894 | 22.6294 | kWh
0.94 | 19.9358 | 20.8758 | kWh
0.94 | 17.9945 | 18.9345 | kWh
0.94 | 14.4744 | 15.4144 | kWh
0.94 | 10.7976 | 11.7376 | kWh
7.3918 | 8.714 | 16.1057 | kWh
11.8268 | 8.1236 | 19.9504 | kWh
16.2619 | 10.0387 | 26.3005 | kWh
16.2619 | 14.8094 | 31.0713 | kWh
16.2619 | 16.9817 | 33.2435 | kWh
15.5227 | 18.4037 | 33.9264 | kWh
15.5227 | 19.8461 | 35.3688 | kWh
12.566 | 21.6026 | 34.1685 | kWh
11.8268 | 23.2891 | 35.1159 | kWh
15.5227 | 24.9711 | 40.4938 | kWh
19.9577 | 26.3319 | 46.2897 | kWh
19.9577 | 26.81 | 46.7678 | kWh
14.7835 | 26.3352 | 41.1187 | kWh
7.3918 | 23.279 | 30.6708 | kWh
0.94 | 22.4215 | 23.3615 | kWh
0.94 | 22.7541 | 23.6941 | kWh
0.94 | 23.3368 | 24.2768 | kWh
0.94 | 23.6162 | 24.5562 | kWh
0.94 | 23.1461 | 24.0861 | kWh
0.94 | 21.6894 | 22.6294 | kWh
0.94 | 19.9358 | 20.8758 | kWh
0.94 | 17.9945 | 18.9345 | kWh
0.94 | 14.4744 | 15.4144 | kWh
0.94 | 10.7976 | 11.7376 | kWh
7.3918 | 8.714 | 16.1057 | kWh
11.8268 | 8.1236 | 19.9504 | kWh
16.2619 | 10.0387 | 26.3005 | kWh
16.2619 | 14.8094 | 31.0713 | kWh
16.2619 | 16.9817 | 33.2435 | kWh
15.5227 | 18.4037 | 33.9264 | kWh
15.5227 | 19.8461 | 35.3688 | kWh
12.566 | 21.6026 | 34.1685 | kWh
11.8268 | 23.2891 | 35.1159 | kWh
15.5227 | 24.9711 | 40.4938 | kWh
19.9577 | 26.3319 | 46.2897 | kWh
19.9577 | 26.81 | 46.7678 | kWh
14.7835 | 26.3352 | 41.1187 | kWh
7.3918 | 23.279 | 30.6708 | kWh
0.94 | 22.4215 | 23.3615 | kWh
0.94 | 22.7541 | 23.6941 | kWh
0.94 | 23.3368 | 24.2768 | kWh
0.94 | 23.6162 | 24.5562 | kWh
0.94 | 23.1461 | 24.0861 | kWh
0.94 | 21.6894 | 22.6294 | kWh
0.94 | 19.9358 | 20.8758 | kWh
0.94 | 17.9945 | 18.9345 | kWh
0.94 | 14.4744 | 15.4144 | kWh
0.94 | 10.7976 | 11.7376 | kWh
7.3918 | 8.714 | 16.1057 | kWh
11.8268 | 8.1236 | 19.9504 | kWh
16.2619 | 10.0387 | 26.3005 | kWh
16.2619 | 14.8094 | 31.0713 | kWh
16.2619 | 16.9817 | 33.2435 | kWh
15.5227 | 18.4037 | 33.9264 | kWh
15.5227 | 19.8461 | 35.3688 | kWh
12.566 | 21.6026 | 34.1685 | kWh
11.8268 | 23.2891 | 35.1159 | kWh
15.5227 | 24.9711 | 40.4938 | kWh
19.9577 | 26.3319 | 46.2897 | kWh
19.9577 | 26.81 | 46.7678 | kWh
14.7835 | 26.3352 | 41.1187 | kWh
7.3918 | 23.279 | 30.6708 | kWh
0.94 | 22.4215 | 23.3615 | kWh
0.94 | 22.7541 | 23.6941 | kWh
0.94 | 23.3368 | 24.2768 | kWh
0.94 | 23.6162 | 24.5562 | kWh
0.94 | 23.1461 | 24.0861 | kWh
0.94 | 21.6894 | 22.6294 | kWh
0.94 | 19.9358 | 20.8758 | kWh
0.94 | 17.9945 | 18.9345 | kWh
0.94 | 14.4744 | 15.4144 | kWh
0.94 | 10.7976 | 11.7376 | kWh
7.3918 | 8.714 | 16.1057 | kWh
11.8268 | 8.1236 | 19.9504 | kWh
16.2619 | 10.0387 | 26.3005 | kWh
16.2619 | 14.8094 | 31.0713 | kWh
16.2619 | 16.9817 | 33.2435 | kWh
15.5227 | 18.4037 | 33.9264 | kWh
15.5227 | 19.8461 | 35.3688 | kWh
12.566 | 21.6026 | 34.1685 | kWh
11.8268 | 23.2891 | 35.1159 | kWh
15.5227 | 24.9711 | 40.4938 | kWh
19.9577 | 26.3319 | 46.2897 | kWh
19.9577 | 26.81 | 46.7678 | kWh
14.7835 | 26.3352 | 41.1187 | kWh
7.3918 | 23.279 | 30.6708 | kWh
0.94 | 22.4215 | 23.3615 | kWh
0.94 | 22.7541 | 23.6941 | kWh
0.94 | 23.3368 | 24.2768 | kWh
0.94 | 23.6162 | 24.5562 | kWh
0.94 | 29.3065 | 30.2465 | kWh
0.94 | 27.2091 | 28.1491 | kWh
0.94 | 24.2707 | 25.2107 | kWh
0.94 | 20.5017 | 21.4417 | kWh
0.94 | 16.5788 | 17.5188 | kWh
0.94 | 13.4014 | 14.3414 | kWh
0.94 | 10.7273 | 11.6673 | kWh
0.94 | 8.227 | 9.167 | kWh
0.94 | 6.2562 | 7.1962 | kWh
0.94 | 5.09 | 6.03 | kWh
0.94 | 5.1245 | 6.0645 | kWh
0.94 | 6.0222 | 6.9622 | kWh
0.94 | 8.2704 | 9.2104 | kWh
0.94 | 11.2802 | 12.2202 | kWh
0.94 | 14.4549 | 15.3949 | kWh
0.94 | 17.7361 | 18.6761 | kWh
0.94 | 21.1991 | 22.1391 | kWh
0.94 | 25.1191 | 26.0591 | kWh
0.94 | 28.8878 | 29.8278 | kWh
0.94 | 31.4065 | 32.3465 | kWh
0.94 | 32.7107 | 33.6507 | kWh
0.94 | 33.1482 | 34.0882 | kWh
0.94 | 32.561 | 33.501 | kWh
0.94 | 31.2065 | 32.1465 | kWh
0.94 | 29.3065 | 30.2465 | kWh
0.94 | 27.2091 | 28.1491 | kWh
0.94 | 24.2707 | 25.2107 | kWh
0.94 | 20.5017 | 21.4417 | kWh
0.94 | 16.5788 | 17.5188 | kWh
0.94 | 13.4014 | 14.3414 | kWh
0.94 | 10.7273 | 11.6673 | kWh
0.94 | 8.227 | 9.167 | kWh
0.94 | 6.2562 | 7.1962 | kWh
0.94 | 5.09 | 6.03 | kWh
0.94 | 5.1245 | 6.0645 | kWh
0.94 | 6.0222 | 6.9622 | kWh
0.94 | 8.2704 | 9.2104 | kWh
0.94 | 11.2802 | 12.2202 | kWh
0.94 | 14.4549 | 15.3949 | kWh
0.94 | 17.7361 | 18.6761 | kWh
0.94 | 21.1991 | 22.1391 | kWh
0.94 | 25.1191 | 26.0591 | kWh
0.94 | 28.8878 | 29.8278 | kWh
0.94 | 31.4065 | 32.3465 | kWh
0.94 | 32.7107 | 33.6507 | kWh
0.94 | 33.1482 | 34.0882 | kWh
0.94 | 32.561 | 33.501 | kWh
0.94 | 31.2065 | 32.1465 | kWh
0.94 | 23.1461 | 24.0861 | kWh
0.94 | 21.6894 | 22.6294 | kWh
0.94 | 19.9358 | 20.8758 | kWh
0.94 | 17.9945 | 18.9345 | kWh
0.94 | 14.4744 | 15.4144 | kWh
0.94 | 10.7976 | 11.7376 | kWh
7.3918 | 8.714 | 16.1057 | kWh
11.8268 | 8.1236 | 19.9504 | kWh
16.2619 | 10.0387 | 26.3005 | kWh
16.2619 | 14.8094 | 31.0713 | kWh
16.2619 | 16.9817 | 33.2435 | kWh
15.5227 | 18.4037 | 33.9264 | kWh
15.5227 | 19.8461 | 35.3688 | kWh
12.566 | 21.6026 | 34.1685 | kWh
11.8268 | 23.2891 | 35.1159 | kWh
15.5227 | 24.9711 | 40.4938 | kWh
19.9577 | 26.3319 | 46.2897 | kWh
19.9577 | 26.81 | 46.7678 | kWh
14.7835 | 26.3352 | 41.1187 | kWh
7.3918 | 23.279 | 30.6708 | kWh
0.94 | 22.4215 | 23.3615 | kWh
0.94 | 22.7541 | 23.6941 | kWh
0.94 | 23.3368 | 24.2768 | kWh
0.94 | 23.6162 | 24.5562 | kWh
0.94 | 23.1461 | 24.0861 | kWh
0.94 | 21.6894 | 22.6294 | kWh
0.94 | 19.9358 | 20.8758 | kWh
0.94 | 17.9945 | 18.9345 | kWh
0.94 | 14.4744 | 15.4144 | kWh
0.94 | 10.7976 | 11.7376 | kWh
7.3918 | 8.714 | 16.1057 | kWh
11.8268 | 8.1236 | 19.9504 | kWh
16.2619 | 10.0387 | 26.3005 | kWh
16.2619 | 14.8094 | 31.0713 | kWh
16.2619 | 16.9817 | 33.2435 | kWh
15.5227 | 18.4037 | 33.9264 | kWh
15.5227 | 19.8461 | 35.3688 | kWh
12.566 | 21.6026 | 34.1685 | kWh
11.8268 | 23.2891 | 35.1159 | kWh
15.5227 | 24.9711 | 40.4938 | kWh
19.9577 | 26.3319 | 46.2897 | kWh
19.9577 | 26.81 | 46.7678 | kWh
14.7835 | 26.3352 | 41.1187 | kWh
7.3918 | 23.279 | 30.6708 | kWh
0.94 | 22.4215 | 23.3615 | kWh
0.94 | 22.7541 | 23.6941 | kWh
0.94 | 23.3368 | 24.2768 | kWh
0.94 | 23.6162 | 24.5562 | kWh
0.94 | 23.1461 | 24.0861 | kWh
0.94 | 21.6894 | 22.6294 | kWh
0.94 | 19.9358 | 20.8758 | kWh
0.94 | 17.9945 | 18.9345 | kWh
0.94 | 14.4744 | 15.4144 | kWh
0.94 | 10.7976 | 11.7376 | kWh
7.3918 | 8.714 | 16.1057 | kWh
11.8268 | 8.1236 | 19.9504 | kWh
16.2619 | 10.0387 | 26.3005 | kWh
16.2619 | 14.8094 | 31.0713 | kWh
16.2619 | 16.9817 | 33.2435 | kWh
15.5227 | 18.4037 | 33.9264 | kWh
15.5227 | 19.8461 | 35.3688 | kWh
12.566 | 21.6026 | 34.1685 | kWh
11.8268 | 23.2891 | 35.1159 | kWh
15.5227 | 24.9711 | 40.4938 | kWh
19.9577 | 26.3319 | 46.2897 | kWh
19.9577 | 26.81 | 46.7678 | kWh
14.7835 | 26.3352 | 41.1187 | kWh
7.3918 | 23.279 | 30.6708 | kWh
0.94 | 22.4215 | 23.3615 | kWh
0.94 | 22.7541 | 23.6941 | kWh
0.94 | 23.3368 | 24.2768 | kWh
0.94 | 23.6162 | 24.5562 | kWh
0.94 | 23.1461 | 24.0861 | kWh
0.94 | 21.6894 | 22.6294 | kWh
0.94 | 19.9358 | 20.8758 | kWh
0.94 | 17.9945 | 18.9345 | kWh
0.94 | 14.4744 | 15.4144 | kWh
0.94 | 10.7976 | 11.7376 | kWh
7.3918 | 8.714 | 16.1057 | kWh
11.8268 | 8.1236 | 19.9504 | kWh
16.2619 | 10.0387 | 26.3005 | kWh
16.2619 | 14.8094 | 31.0713 | kWh
16.2619 | 16.9817 | 33.2435 | kWh
15.5227 | 18.4037 | 33.9264 | kWh
15.5227 | 19.8461 | 35.3688 | kWh
12.566 | 21.6026 | 34.1685 | kWh
11.8268 | 23.2891 | 35.1159 | kWh
15.5227 | 24.9711 | 40.4938 | kWh
19.9577 | 26.3319 | 46.2897 | kWh
19.9577 | 26.81 | 46.7678 | kWh
14.7835 | 26.3352 | 41.1187 | kWh
7.3918 | 23.279 | 30.6708 | kWh
0.94 | 22.4215 | 23.3615 | kWh
0.94 | 22.7541 | 23.6941 | kWh
0.94 | 23.3368 | 24.2768 | kWh
0.94 | 23.6162 | 24.5562 | kWh
0.94 | 23.1461 | 24.0861 | kWh
0.94 | 21.6894 | 22.6294 | kWh
0.94 | 19.9358 | 20.8758 | kWh
0.94 | 17.9945 | 18.9345 | kWh
0.94 | 14.4744 | 15.4144 | kWh
0.94 | 10.7976 | 11.7376 | kWh
7.3918 | 8.714 | 16.1057 | kWh
11.8268 | 8.1236 | 19.9504 | kWh
16.2619 | 10.0387 | 26.3005 | kWh
16.2619 | 14.8094 | 31.0713 | kWh
16.2619 | 16.9817 | 33.2435 | kWh
15.5227 | 18.4037 | 33.9264 | kWh
15.5227 | 19.8461 | 35.3688 | kWh
12.566 | 21.6026 | 34.1685 | kWh
11.8268 | 23.2891 | 35.1159 | kWh
15.5227 | 24.9711 | 40.4938 | kWh
19.9577 | 26.3319 | 46.2897 | kWh
19.9577 | 26.81 | 46.7678 | kWh
14.7835 | 26.3352 | 41.1187 | kWh
7.3918 | 23.279 | 30.6708 | kWh
0.94 | 22.4215 | 23.3615 | kWh
0.94 | 22.7541 | 23.6941 | kWh
0.94 | 23.3368 | 24.2768 | kWh
0.94 | 23.6162 | 24.5562 | kWh
0.94 | 29.3065 | 30.2465 | kWh
0.94 | 27.2091 | 28.1491 | kWh
0.94 | 24.2707 | 25.2107 | kWh
0.94 | 20.5017 | 21.4417 | kWh
0.94 | 16.5788 | 17.5188 | kWh
0.94 | 13.4014 | 14.3414 | kWh
0.94 | 10.7273 | 11.6673 | kWh
0.94 | 8.227 | 9.167 | kWh
0.94 | 6.2562 | 7.1962 | kWh
0.94 | 5.09 | 6.03 | kWh
0.94 | 5.1245 | 6.0645 | kWh
0.94 | 6.0222 | 6.9622 | kWh
0.94 | 8.2704 | 9.2104 | kWh
0.94 | 11.2802 | 12.2202 | kWh
0.94 | 14.4549 | 15.3949 | kWh
0.94 | 17.7361 | 18.6761 | kWh
0.94 | 21.1991 | 22.1391 | kWh
0.94 | 25.1191 | 26.0591 | kWh
0.94 | 28.8878 | 29.8278 | kWh
0.94 | 31.4065 | 32.3465 | kWh
0.94 | 32.7107 | 33.6507 | kWh
0.94 | 33.1482 | 34.0882 | kWh
0.94 | 32.561 | 33.501 | kWh
0.94 | 31.2065 | 32.1465 | kWh

## Economic
Parameter | Input | Unit | Description | Reference
label | Test |  | Economic label
CAPEX_PV | 150000 | €/ha
OPEX_PV | 10
CAPEX_Storage | 250 | €/kWh
interest_rate_input | 1 |  | Interest Rate Input: 1: Direct Input 2: WACC
interest_rate_direct | 3.5 | % | Interest Rate Input if interest_rate_input = Direct
share_of_debt | 70 | % | Share of Debt Input if interest_rate_input = WACC
cost_of_debt | 5 | % | Cost of Debt Input if interest_rate_input = WACC
corporate_tax_rate | 25 | % | Corporate Tax Rate Input if interest_rate_input = WACC
share_of_equity | 30 | % | Share of Equity Input if interest_rate_input = WACC
cost_of_equity | 15 | % | Cost of Equity Input if interest_rate_input = WACC
lifetime | 25 | years | Lifetime of project
export_capacity | 60000 | kW | Export capacity of cable

## Validation
Variable | Value | Unit | Demand | PV Output Excel | Net PV - Demand | PV Output Model Python | Charge Flow [kWh] | Discharge Flow [kWh] | SoC [kWh] | PV Used | Balance | Python Energy Curtailed | PV Used Python | Charge Flow Python | Discharge Flow Python | SoC Python Model | Constraint 2
Area PV | 0.45773 | ha | 30.2465 | 0 | -30.2465 | 0 | 0 | 30.2465 | 150 | 0 | 0 | 0 | 0 | 0 | 30.2465 | 150 | 0
Storage | 382.6192 | kWh | 28.1491 | 0 | -28.1491 | 0 | 0 | 28.1491 | 118.7232 | 0 | 0 | 0 | 0 | 0 | 28.1491 | 118.7232 | 0
Initial Storage | 150 | kWh | 25.2107 | 0 | -25.2107 | 0 | 0 | 25.2107 | 90.7113 | 0 | 0 | 0 | 0 | 0 | 25.2107 | 90.7113 | 0
Total Cost | 164314.3374 |  | 21.4417 | 0 | -21.4417 | 0 | 0 | 21.4417 | 66.8873 | 0 | 0 | 0 | 0 | 0 | 21.4417 | 66.8873 | 0
Shortage Excel = | 3440 |  | 17.5188 | 0 | -17.5188 | 0 | 0 | 17.5188 | 47.4219 | 0 | 0 | 0 | 0 | 0 | 17.5188 | 47.4219 | 0
Curtailed Energy Exce | -30424.222 |  | 14.3414 | 0 | -14.3414 | 0 | 0 | 14.3414 | 31.487 | 0 | 0 | 0 | 0 | 0 | 14.3414 | 31.487 | 0
|  |  | 11.6673 | 0 | -11.6673 | 1.5109 | 0 | 11.6673 | 18.5234 | 0 | 0 | 1.5109 | 0 | 0 | 11.6673 | 18.5234 | 0
Maximum Storage Excel | 382.6192 |  | 9.167 | 0 | -9.167 | 21.5561 | 0 | 9.167 | 8.3379 | 0 | 0 | 21.5561 | 0 | 0 | 9.167 | 8.3379 | 0
|  |  | 7.1962 | 1.4643 | -5.7319 | 47.6198 | 0 | 5.7319 | 1.9691 | 1.4643 | 0 | 47.6198 | 0 | 0 | 7.1962 | 0.34209 | 1.4643
|  |  | 6.03 | 7.4463 | 1.4162 | 87.6597 | 1.4162 | 0 | 3.2437 | 6.03 | 0 | 81.9376 | 5.7221 | 0 | 0.30788 | 0 | 6.03
Python Model |  |  | 6.0645 | 15.7983 | 9.7338 | 94.6604 | 9.7338 | 0 | 12.0042 | 6.0645 | 0 | 88.596 | 6.0645 | 0 | 0 | 0 | 6.0645
Python: Hours with charge and discharge at same time | 0 |  | 6.9622 | 20.4319 | 13.4697 | 65.6252 | 13.4697 | 0 | 24.1269 | 6.9622 | 0 | 16.5489 | 6.9622 | 42.1141 | 0 | 37.9027 | 6.9622
Maximum Storage Python | 1227.4592 |  | 9.2104 | 20.7067 | 11.4962 | 91.8148 | 11.4962 | 0 | 34.4735 | 9.2104 | 0 | 0 | 9.2104 | 82.6044 | 0 | 112.2466 | 9.2104
EPV Used | 111276.2769 |  | 12.2202 | 18.1259 | 5.9057 | 100.3768 | 5.9057 | 0 | 39.7886 | 12.2202 | 0 | 0 | 12.2202 | 88.1566 | 0 | 191.5876 | 12.2202
EPV Curtailed | 292089.3066 |  | 15.3949 | 10.9078 | -4.4871 | 93.5021 | 0 | 4.4871 | 34.8028 | 10.9078 | 0 | 0 | 15.3949 | 78.1071 | 0 | 261.884 | 10.9078
|  |  | 18.6761 | 3.2126 | -15.4635 | 59.3548 | 0 | 15.4635 | 17.6211 | 3.2126 | 0 | 0 | 18.6761 | 40.6787 | 0 | 298.4948 | 3.2126
|  |  | 22.1391 | 0.3395 | -21.7996 | 77.1839 | 0 | 15.859 | 0 | 0.3395 | -5.9406 | 0 | 22.1391 | 55.0448 | 0 | 348.0351 | 0.3395
| 89 |  | 26.0591 | 0 | -26.0591 | 52.9585 | 0 | 0 | 0 | 0 | -26.0591 | 0 | 26.0591 | 26.8993 | 0 | 372.2445 | 0
|  |  | 29.8278 | 0 | -29.8278 | 7.8065 | 0 | 0 | 0 | 0 | -29.8278 | 0 | 7.8065 | 0 | 22.0213 | 347.7764 | 0
|  |  | 32.3465 | 0 | -32.3465 | 0 | 0 | 0 | 0 | 0 | -32.3465 | 0 | 0 | 0 | 32.3465 | 311.8359 | 0
|  |  | 33.6507 | 0 | -33.6507 | 0 | 0 | 0 | 0 | 0 | -33.6507 | 0 | 0 | 0 | 33.6507 | 274.4462 | 0
|  |  | 34.0882 | 0 | -34.0882 | 0 | 0 | 0 | 0 | 0 | -34.0882 | 0 | 0 | 0 | 34.0882 | 236.5704 | 0
|  |  | 33.501 | 0 | -33.501 | 0 | 0 | 0 | 0 | 0 | -33.501 | 0 | 0 | 0 | 33.501 | 199.3471 | 0
|  |  | 32.1465 | 0 | -32.1465 | 0 | 0 | 0 | 0 | 0 | -32.1465 | 0 | 0 | 0 | 32.1465 | 163.6288 | 0
|  |  | 30.2465 | 0 | -30.2465 | 0 | 0 | 0 | 0 | 0 | -30.2465 | 0 | 0 | 0 | 30.2465 | 130.0216 | 0
|  |  | 28.1491 | 0 | -28.1491 | 0 | 0 | 0 | 0 | 0 | -28.1491 | 0 | 0 | 0 | 28.1491 | 98.7448 | 0
|  |  | 25.2107 | 0 | -25.2107 | 0 | 0 | 0 | 0 | 0 | -25.2107 | 0 | 0 | 0 | 25.2107 | 70.7329 | 0
|  |  | 21.4417 | 0 | -21.4417 | 0 | 0 | 0 | 0 | 0 | -21.4417 | 0 | 0 | 0 | 21.4417 | 46.9089 | 0
|  |  | 17.5188 | 0 | -17.5188 | 0 | 0 | 0 | 0 | 0 | -17.5188 | 0 | 0 | 0 | 17.5188 | 27.4435 | 0
|  |  | 14.3414 | 0 | -14.3414 | 0 | 0 | 0 | 0 | 0 | -14.3414 | 0 | 0 | 0 | 14.3414 | 11.5086 | 0
|  |  | 11.6673 | 0 | -11.6673 | 1.3095 | 0 | 0 | 0 | 0 | -11.6673 | 0 | 1.3095 | 0 | 10.3578 | 4.2602e-15 | 0
|  |  | 9.167 | 0 | -9.167 | 20.4984 | 0 | 0 | 0 | 0 | -9.167 | 11.3315 | 9.167 | 0 | 0 | 4.2602e-15 | 0
|  |  | 7.1962 | 1.1893 | -6.0069 | 97.2794 | 0 | 0 | 0 | 1.1893 | -6.0069 | 90.0832 | 7.1962 | 0 | 3.8342e-15 | 0 | 1.1893
|  |  | 6.03 | 5.302 | -0.72798 | 152.1769 | 0 | 0 | 0 | 5.302 | -0.72798 | 146.1469 | 6.03 | 0 | 0 | 0 | 5.302
|  |  | 6.0645 | 11.6661 | 5.6017 | 151.6481 | 5.6017 | 0 | 5.0415 | 6.0645 | 0 | 12.821 | 6.0645 | 132.7626 | 0 | 119.4864 | 6.0645
|  |  | 6.9622 | 17.2054 | 10.2432 | 140.7945 | 10.2432 | 0 | 14.2603 | 6.9622 | 0 | 0 | 6.9622 | 133.8323 | 0 | 239.9354 | 6.9622
|  |  | 9.2104 | 18.8331 | 9.6226 | 106.3702 | 9.6226 | 0 | 22.9207 | 9.2104 | 0 | 0 | 9.2104 | 97.1598 | 0 | 327.3793 | 9.2104
|  |  | 12.2202 | 16.0026 | 3.7824 | 67.665 | 3.7824 | 0 | 26.3249 | 12.2202 | 0 | 0 | 12.2202 | 55.4447 | 0 | 377.2795 | 12.2202
|  |  | 15.3949 | 9.6916 | -5.7034 | 19.6674 | 0 | 5.7034 | 19.9878 | 9.6916 | 0 | 0 | 15.3949 | 4.2725 | 0 | 381.1247 | 9.6916
|  |  | 18.6761 | 3.3045 | -15.3716 | 16.3182 | 0 | 15.3716 | 2.9083 | 3.3045 | 0 | 0 | 16.3182 | 0 | 2.3579 | 378.5048 | 3.3045
|  |  | 22.1391 | 0.43441 | -21.7047 | 11.8861 | 0 | 2.6175 | 0 | 0.43441 | -19.0872 | 0 | 11.8861 | 0 | 10.2531 | 367.1125 | 0.43441
|  |  | 26.0591 | 0 | -26.0591 | 18.0809 | 0 | 0 | 0 | 0 | -26.0591 | 0 | 18.0809 | 0 | 7.9782 | 358.2479 | 0
|  |  | 29.8278 | 0 | -29.8278 | 2.342 | 0 | 0 | 0 | 0 | -29.8278 | 0 | 2.342 | 0 | 27.4859 | 327.708 | 0
|  |  | 32.3465 | 0 | -32.3465 | 0 | 0 | 0 | 0 | 0 | -32.3465 | 0 | 0 | 0 | 32.3465 | 291.7675 | 0
|  |  | 33.6507 | 0 | -33.6507 | 0 | 0 | 0 | 0 | 0 | -33.6507 | 0 | 0 | 0 | 33.6507 | 254.3778 | 0
|  |  | 34.0882 | 0 | -34.0882 | 0 | 0 | 0 | 0 | 0 | -34.0882 | 0 | 0 | 0 | 34.0882 | 216.502 | 0
|  |  | 33.501 | 0 | -33.501 | 0 | 0 | 0 | 0 | 0 | -33.501 | 0 | 0 | 0 | 33.501 | 179.2787 | 0
|  |  | 32.1465 | 0 | -32.1465 | 0 | 0 | 0 | 0 | 0 | -32.1465 | 0 | 0 | 0 | 32.1465 | 143.5604 | 0
|  |  | 24.0861 | 0 | -24.0861 | 0 | 0 | 0 | 0 | 0 | -24.0861 | 0 | 0 | 0 | 24.0861 | 116.7981 | 0
|  |  | 22.6294 | 0 | -22.6294 | 0 | 0 | 0 | 0 | 0 | -22.6294 | 0 | 0 | 0 | 22.6294 | 91.6543 | 0
|  |  | 20.8758 | 0 | -20.8758 | 0 | 0 | 0 | 0 | 0 | -20.8758 | 0 | 0 | 0 | 20.8758 | 68.459 | 0
|  |  | 18.9345 | 0 | -18.9345 | 0 | 0 | 0 | 0 | 0 | -18.9345 | 0 | 0 | 0 | 18.9345 | 47.4207 | 0
|  |  | 15.4144 | 0 | -15.4144 | 0 | 0 | 0 | 0 | 0 | -15.4144 | 0 | 0 | 0 | 15.4144 | 30.2935 | 0
|  |  | 11.7376 | 0 | -11.7376 | 0 | 0 | 0 | 0 | 0 | -11.7376 | 0 | 0 | 0 | 11.7376 | 17.2517 | 0
|  |  | 16.1057 | 0 | -16.1057 | 0.57919 | 0 | 0 | 0 | 0 | -16.1057 | 0 | 0.57919 | 0 | 15.5266 | 0 | 0
|  |  | 19.9504 | 0 | -19.9504 | 20.1459 | 0 | 0 | 0 | 0 | -19.9504 | 0.1955 | 19.9504 | 0 | 0 | 0 | 0
|  |  | 26.3005 | 1.4094 | -24.8911 | 56.3329 | 0 | 0 | 0 | 1.4094 | -24.8911 | 30.0324 | 26.3005 | 0 | 0 | 0 | 1.4094
|  |  | 31.0713 | 6.0193 | -25.052 | 107.9315 | 0 | 0 | 0 | 6.0193 | -25.052 | 76.8602 | 31.0713 | 0 | 0 | 0 | 6.0193
|  |  | 33.2435 | 12.0704 | -21.1731 | 198.1599 | 0 | 0 | 0 | 12.0704 | -21.1731 | 133.3413 | 33.2435 | 31.575 | 0 | 28.4175 | 12.0704
|  |  | 33.9264 | 16.4016 | -17.5249 | 251.6975 | 0 | 0 | 0 | 16.4016 | -17.5249 | 0 | 33.9264 | 217.7711 | 0 | 224.4115 | 16.4016
|  |  | 35.3688 | 17.6066 | -17.7621 | 141.8522 | 0 | 0 | 0 | 17.6066 | -17.7621 | 0 | 35.3688 | 106.4834 | 0 | 320.2466 | 17.6066
|  |  | 34.1685 | 14.9333 | -19.2352 | 130.5956 | 0 | 0 | 0 | 14.9333 | -19.2352 | 0 | 34.1685 | 96.4271 | 0 | 407.031 | 14.9333
|  |  | 35.1159 | 8.697 | -26.4189 | 70.0573 | 0 | 0 | 0 | 8.697 | -26.4189 | 0 | 35.1159 | 34.9414 | 0 | 438.4782 | 8.697
|  |  | 40.4938 | 2.6951 | -37.7987 | 16.5952 | 0 | 0 | 0 | 2.6951 | -37.7987 | 0 | 16.5952 | 0 | 23.8987 | 411.9242 | 2.6951
|  |  | 46.2897 | 0.2658 | -46.0239 | 12.1127 | 0 | 0 | 0 | 0.2658 | -46.0239 | 0 | 12.1127 | 0 | 34.177 | 373.9497 | 0.2658
|  |  | 46.7678 | 0 | -46.7678 | 6.9251 | 0 | 0 | 0 | 0 | -46.7678 | 0 | 6.9251 | 0 | 39.8426 | 329.6802 | 0
|  |  | 41.1187 | 0 | -41.1187 | 1.8131 | 0 | 0 | 0 | 0 | -41.1187 | 0 | 1.8131 | 0 | 39.3056 | 286.0073 | 0
|  |  | 30.6708 | 0 | -30.6708 | 0 | 0 | 0 | 0 | 0 | -30.6708 | 0 | 0 | 0 | 30.6708 | 251.9287 | 0
|  |  | 23.3615 | 0 | -23.3615 | 0 | 0 | 0 | 0 | 0 | -23.3615 | 0 | 0 | 0 | 23.3615 | 225.9714 | 0
|  |  | 23.6941 | 0 | -23.6941 | 0 | 0 | 0 | 0 | 0 | -23.6941 | 0 | 0 | 0 | 23.6941 | 199.6446 | 0
|  |  | 24.2768 | 0 | -24.2768 | 0 | 0 | 0 | 0 | 0 | -24.2768 | 0 | 0 | 0 | 24.2768 | 172.6704 | 0
|  |  | 24.5562 | 0 | -24.5562 | 0 | 0 | 0 | 0 | 0 | -24.5562 | 0 | 0 | 0 | 24.5562 | 145.3858 | 0
|  |  | 24.0861 | 0 | -24.0861 | 0 | 0 | 0 | 0 | 0 | -24.0861 | 0 | 0 | 0 | 24.0861 | 118.6234 | 0
|  |  | 22.6294 | 0 | -22.6294 | 0 | 0 | 0 | 0 | 0 | -22.6294 | 0 | 0 | 0 | 22.6294 | 93.4797 | 0
|  |  | 20.8758 | 0 | -20.8758 | 0 | 0 | 0 | 0 | 0 | -20.8758 | 0 | 0 | 0 | 20.8758 | 70.2844 | 0
|  |  | 18.9345 | 0 | -18.9345 | 0 | 0 | 0 | 0 | 0 | -18.9345 | 0 | 0 | 0 | 18.9345 | 49.246 | 0
|  |  | 15.4144 | 0 | -15.4144 | 0 | 0 | 0 | 0 | 0 | -15.4144 | 0 | 0 | 0 | 15.4144 | 32.1189 | 0
|  |  | 11.7376 | 0 | -11.7376 | 0 | 0 | 0 | 0 | 0 | -11.7376 | 0 | 0 | 0 | 11.7376 | 19.0771 | 0
|  |  | 16.1057 | 0 | -16.1057 | 1.1836 | 0 | 0 | 0 | 0 | -16.1057 | 0 | 1.1836 | 0 | 14.9222 | 2.4969 | 0
|  |  | 19.9504 | 0 | -19.9504 | 17.7032 | 0 | 0 | 0 | 0 | -19.9504 | 0 | 17.7032 | 0 | 2.2472 | 0 | 0
|  |  | 26.3005 | 1.2602 | -25.0404 | 76.9069 | 0 | 0 | 0 | 1.2602 | -25.0404 | 50.6064 | 26.3005 | 0 | 0 | 0 | 1.2602
|  |  | 31.0713 | 6.3206 | -24.7507 | 133.5168 | 0 | 0 | 0 | 6.3206 | -24.7507 | 102.4455 | 31.0713 | 0 | 0 | 0 | 6.3206
|  |  | 33.2435 | 12.6927 | -20.5508 | 179.3235 | 0 | 0 | 0 | 12.6927 | -20.5508 | 146.0799 | 33.2435 | 0 | 0 | 0 | 12.6927
|  |  | 33.9264 | 16.2595 | -17.6669 | 208.9631 | 0 | 0 | 0 | 16.2595 | -17.6669 | 175.0367 | 33.9264 | 0 | 0 | 0 | 16.2595
|  |  | 35.3688 | 16.7903 | -18.5785 | 221.4535 | 0 | 0 | 0 | 16.7903 | -18.5785 | 186.0848 | 35.3688 | 0 | 0 | 0 | 16.7903
|  |  | 34.1685 | 13.5971 | -20.5714 | 215.7875 | 0 | 0 | 0 | 13.5971 | -20.5714 | 141.9406 | 34.1685 | 39.6784 | 0 | 35.7106 | 13.5971
|  |  | 35.1159 | 7.8669 | -27.249 | 193.2241 | 0 | 0 | 0 | 7.8669 | -27.249 | 0 | 35.1159 | 158.1082 | 0 | 178.008 | 7.8669
|  |  | 40.4938 | 2.7854 | -37.7084 | 153.3605 | 0 | 0 | 0 | 2.7854 | -37.7084 | 0 | 40.4938 | 112.8667 | 0 | 279.588 | 2.7854
|  |  | 46.2897 | 0.35253 | -45.9371 | 99.4954 | 0 | 0 | 0 | 0.35253 | -45.9371 | 0 | 46.2897 | 53.2058 | 0 | 327.4732 | 0.35253
|  |  | 46.7678 | 0 | -46.7678 | 47.2924 | 0 | 0 | 0 | 0 | -46.7678 | 0 | 46.7678 | 0.52467 | 0 | 327.9454 | 0
|  |  | 41.1187 | 0 | -41.1187 | 5.5401 | 0 | 0 | 0 | 0 | -41.1187 | 0 | 5.5401 | 0 | 35.5786 | 288.4136 | 0
|  |  | 30.6708 | 0 | -30.6708 | 0 | 0 | 0 | 0 | 0 | -30.6708 | 0 | 0 | 0 | 30.6708 | 254.335 | 0
|  |  | 23.3615 | 0 | -23.3615 | 0 | 0 | 0 | 0 | 0 | -23.3615 | 0 | 0 | 0 | 23.3615 | 228.3778 | 0
|  |  | 23.6941 | 0 | -23.6941 | 0 | 0 | 0 | 0 | 0 | -23.6941 | 0 | 0 | 0 | 23.6941 | 202.051 | 0
|  |  | 24.2768 | 0 | -24.2768 | 0 | 0 | 0 | 0 | 0 | -24.2768 | 0 | 0 | 0 | 24.2768 | 175.0767 | 0
|  |  | 24.5562 | 0 | -24.5562 | 0 | 0 | 0 | 0 | 0 | -24.5562 | 0 | 0 | 0 | 24.5562 | 147.7921 | 0
|  |  | 24.0861 | 0 | -24.0861 | 0 | 0 | 0 | 0 | 0 | -24.0861 | 0 | 0 | 0 | 24.0861 | 121.0297 | 0
|  |  | 22.6294 | 0 | -22.6294 | 0 | 0 | 0 | 0 | 0 | -22.6294 | 0 | 0 | 0 | 22.6294 | 95.886 | 0
|  |  | 20.8758 | 0 | -20.8758 | 0 | 0 | 0 | 0 | 0 | -20.8758 | 0 | 0 | 0 | 20.8758 | 72.6907 | 0
|  |  | 18.9345 | 0 | -18.9345 | 0 | 0 | 0 | 0 | 0 | -18.9345 | 0 | 0 | 0 | 18.9345 | 51.6523 | 0
|  |  | 15.4144 | 0 | -15.4144 | 0 | 0 | 0 | 0 | 0 | -15.4144 | 0 | 0 | 0 | 15.4144 | 34.5252 | 0
|  |  | 11.7376 | 0 | -11.7376 | 0 | 0 | 0 | 0 | 0 | -11.7376 | 0 | 0 | 0 | 11.7376 | 21.4834 | 0
|  |  | 16.1057 | 0 | -16.1057 | 1.1584 | 0 | 0 | 0 | 0 | -16.1057 | 0 | 1.1584 | 0 | 14.9474 | 4.8752 | 0
|  |  | 19.9504 | 0 | -19.9504 | 15.5627 | 0 | 0 | 0 | 0 | -19.9504 | 0 | 15.5627 | 0 | 4.3877 | 0 | 0
|  |  | 26.3005 | 1.2481 | -25.0524 | 75.2952 | 0 | 0 | 0 | 1.2481 | -25.0524 | 48.9947 | 26.3005 | 0 | 0 | 0 | 1.2481
|  |  | 31.0713 | 5.7383 | -25.333 | 133.6175 | 0 | 0 | 0 | 5.7383 | -25.333 | 102.5462 | 31.0713 | 0 | 0 | 0 | 5.7383
|  |  | 33.2435 | 11.8616 | -21.3819 | 180.0538 | 0 | 0 | 0 | 11.8616 | -21.3819 | 146.8102 | 33.2435 | 0 | 0 | 0 | 11.8616
|  |  | 33.9264 | 17.0484 | -16.878 | 210.1467 | 0 | 0 | 0 | 17.0484 | -16.878 | 176.2202 | 33.9264 | 0 | 0 | 0 | 17.0484
|  |  | 35.3688 | 18.4333 | -16.9355 | 221.8061 | 0 | 0 | 0 | 18.4333 | -16.9355 | 186.4373 | 35.3688 | 0 | 0 | 0 | 18.4333
|  |  | 34.1685 | 14.7468 | -19.4218 | 215.4098 | 0 | 0 | 0 | 14.7468 | -19.4218 | 132.7176 | 34.1685 | 48.5237 | 0 | 43.6713 | 14.7468
|  |  | 35.1159 | 8.7286 | -26.3873 | 192.519 | 0 | 0 | 0 | 8.7286 | -26.3873 | 0 | 35.1159 | 157.4031 | 0 | 185.3341 | 8.7286
|  |  | 40.4938 | 3.1462 | -37.3477 | 151.6481 | 0 | 0 | 0 | 3.1462 | -37.3477 | 0 | 40.4938 | 111.1543 | 0 | 285.373 | 3.1462
|  |  | 46.2897 | 0.40792 | -45.8818 | 97.2039 | 0 | 0 | 0 | 0.40792 | -45.8818 | 0 | 46.2897 | 50.9142 | 0 | 331.1957 | 0.40792
|  |  | 46.7678 | 0 | -46.7678 | 44.5728 | 0 | 0 | 0 | 0 | -46.7678 | 0 | 44.5728 | 0 | 2.195 | 328.7568 | 0
|  |  | 41.1187 | 0 | -41.1187 | 5.4898 | 0 | 0 | 0 | 0 | -41.1187 | 0 | 5.4898 | 0 | 35.6289 | 289.1691 | 0
|  |  | 30.6708 | 0 | -30.6708 | 0 | 0 | 0 | 0 | 0 | -30.6708 | 0 | 0 | 0 | 30.6708 | 255.0905 | 0
|  |  | 23.3615 | 0 | -23.3615 | 0 | 0 | 0 | 0 | 0 | -23.3615 | 0 | 0 | 0 | 23.3615 | 229.1332 | 0
|  |  | 23.6941 | 0 | -23.6941 | 0 | 0 | 0 | 0 | 0 | -23.6941 | 0 | 0 | 0 | 23.6941 | 202.8064 | 0
|  |  | 24.2768 | 0 | -24.2768 | 0 | 0 | 0 | 0 | 0 | -24.2768 | 0 | 0 | 0 | 24.2768 | 175.8322 | 0
|  |  | 24.5562 | 0 | -24.5562 | 0 | 0 | 0 | 0 | 0 | -24.5562 | 0 | 0 | 0 | 24.5562 | 148.5475 | 0
|  |  | 24.0861 | 0 | -24.0861 | 0 | 0 | 0 | 0 | 0 | -24.0861 | 0 | 0 | 0 | 24.0861 | 121.7852 | 0
|  |  | 22.6294 | 0 | -22.6294 | 0 | 0 | 0 | 0 | 0 | -22.6294 | 0 | 0 | 0 | 22.6294 | 96.6415 | 0
|  |  | 20.8758 | 0 | -20.8758 | 0 | 0 | 0 | 0 | 0 | -20.8758 | 0 | 0 | 0 | 20.8758 | 73.4462 | 0
|  |  | 18.9345 | 0 | -18.9345 | 0 | 0 | 0 | 0 | 0 | -18.9345 | 0 | 0 | 0 | 18.9345 | 52.4078 | 0
|  |  | 15.4144 | 0 | -15.4144 | 0 | 0 | 0 | 0 | 0 | -15.4144 | 0 | 0 | 0 | 15.4144 | 35.2807 | 0
|  |  | 11.7376 | 0 | -11.7376 | 0 | 0 | 0 | 0 | 0 | -11.7376 | 0 | 0 | 0 | 11.7376 | 22.2389 | 0
|  |  | 16.1057 | 0 | -16.1057 | 1.108 | 0 | 0 | 0 | 0 | -16.1057 | 0 | 1.108 | 0 | 14.9977 | 5.5747 | 0
|  |  | 19.9504 | 0 | -19.9504 | 14.9331 | 0 | 0 | 0 | 0 | -19.9504 | 0 | 14.9331 | 0 | 5.0172 | 0 | 0
|  |  | 26.3005 | 1.3019 | -24.9987 | 72.2482 | 0 | 0 | 0 | 1.3019 | -24.9987 | 45.9476 | 26.3005 | 0 | 0 | 0 | 1.3019
|  |  | 31.0713 | 5.5979 | -25.4734 | 127.9767 | 0 | 0 | 0 | 5.5979 | -25.4734 | 96.9054 | 31.0713 | 0 | 0 | 0 | 5.5979
|  |  | 33.2435 | 11.3601 | -21.8835 | 172.5746 | 0 | 0 | 0 | 11.3601 | -21.8835 | 139.3311 | 33.2435 | 0 | 0 | 0 | 11.3601
|  |  | 33.9264 | 16.1287 | -17.7977 | 201.0307 | 0 | 0 | 0 | 16.1287 | -17.7977 | 167.1042 | 33.9264 | 0 | 0 | 0 | 16.1287
|  |  | 35.3688 | 17.8877 | -17.481 | 212.9167 | 0 | 0 | 0 | 17.8877 | -17.481 | 177.548 | 35.3688 | 0 | 0 | 0 | 17.8877
|  |  | 34.1685 | 15.388 | -18.7806 | 206.8982 | 0 | 0 | 0 | 15.388 | -18.7806 | 100.3716 | 34.1685 | 72.358 | 0 | 65.1222 | 15.388
|  |  | 35.1159 | 9.0984 | -26.0175 | 183.2771 | 0 | 0 | 0 | 9.0984 | -26.0175 | 0 | 35.1159 | 148.1612 | 0 | 198.4673 | 9.0984
|  |  | 40.4938 | 2.5945 | -37.8993 | 144.2697 | 0 | 0 | 0 | 2.5945 | -37.8993 | 0 | 40.4938 | 103.7758 | 0 | 291.8655 | 2.5945
|  |  | 46.2897 | 0.060971 | -46.2287 | 92.5703 | 0 | 0 | 0 | 0.060971 | -46.2287 | 0 | 46.2897 | 46.2806 | 0 | 333.5181 | 0.060971
|  |  | 46.7678 | 0 | -46.7678 | 42.7596 | 0 | 0 | 0 | 0 | -46.7678 | 0 | 42.7596 | 0 | 4.0081 | 329.0646 | 0
|  |  | 41.1187 | 0 | -41.1187 | 5.2883 | 0 | 0 | 0 | 0 | -41.1187 | 0 | 5.2883 | 0 | 35.8304 | 289.253 | 0
|  |  | 30.6708 | 0 | -30.6708 | 0 | 0 | 0 | 0 | 0 | -30.6708 | 0 | 0 | 0 | 30.6708 | 255.1744 | 0
|  |  | 23.3615 | 0 | -23.3615 | 0 | 0 | 0 | 0 | 0 | -23.3615 | 0 | 0 | 0 | 23.3615 | 229.2172 | 0
|  |  | 23.6941 | 0 | -23.6941 | 0 | 0 | 0 | 0 | 0 | -23.6941 | 0 | 0 | 0 | 23.6941 | 202.8904 | 0
|  |  | 24.2768 | 0 | -24.2768 | 0 | 0 | 0 | 0 | 0 | -24.2768 | 0 | 0 | 0 | 24.2768 | 175.9161 | 0
|  |  | 24.5562 | 0 | -24.5562 | 0 | 0 | 0 | 0 | 0 | -24.5562 | 0 | 0 | 0 | 24.5562 | 148.6315 | 0
|  |  | 24.0861 | 0 | -24.0861 | 0 | 0 | 0 | 0 | 0 | -24.0861 | 0 | 0 | 0 | 24.0861 | 121.8692 | 0
|  |  | 22.6294 | 0 | -22.6294 | 0 | 0 | 0 | 0 | 0 | -22.6294 | 0 | 0 | 0 | 22.6294 | 96.7254 | 0
|  |  | 20.8758 | 0 | -20.8758 | 0 | 0 | 0 | 0 | 0 | -20.8758 | 0 | 0 | 0 | 20.8758 | 73.5301 | 0
|  |  | 18.9345 | 0 | -18.9345 | 0 | 0 | 0 | 0 | 0 | -18.9345 | 0 | 0 | 0 | 18.9345 | 52.4917 | 0
|  |  | 15.4144 | 0 | -15.4144 | 0 | 0 | 0 | 0 | 0 | -15.4144 | 0 | 0 | 0 | 15.4144 | 35.3646 | 0
|  |  | 11.7376 | 0 | -11.7376 | 0 | 0 | 0 | 0 | 0 | -11.7376 | 0 | 0 | 0 | 11.7376 | 22.3228 | 0
|  |  | 16.1057 | 0 | -16.1057 | 1.0073 | 0 | 0 | 0 | 0 | -16.1057 | 0 | 1.0073 | 0 | 15.0985 | 5.5467 | 0
|  |  | 19.9504 | 0.011166 | -19.9392 | 14.9583 | 0 | 0 | 0 | 0.011166 | -19.9392 | 0 | 14.9583 | 0 | 4.9921 | 0 | 0.011166
|  |  | 26.3005 | 1.3953 | -24.9052 | 65.1971 | 0 | 0 | 0 | 1.3953 | -24.9052 | 38.8966 | 26.3005 | 0 | 0 | 0 | 1.3953
|  |  | 31.0713 | 7.5112 | -23.5601 | 116.0906 | 0 | 0 | 0 | 7.5112 | -23.5601 | 85.0193 | 31.0713 | 0 | 0 | 0 | 7.5112
|  |  | 33.2435 | 16.1328 | -17.1107 | 157.1127 | 0 | 0 | 0 | 16.1328 | -17.1107 | 123.8691 | 33.2435 | 0 | 0 | 0 | 16.1328
|  |  | 33.9264 | 21.3817 | -12.5448 | 184.8888 | 0 | 0 | 0 | 21.3817 | -12.5448 | 150.9624 | 33.9264 | 0 | 0 | 0 | 21.3817
|  |  | 35.3688 | 22.0858 | -13.2829 | 196.4223 | 0 | 0 | 0 | 22.0858 | -13.2829 | 161.0535 | 35.3688 | 0 | 0 | 0 | 22.0858
|  |  | 34.1685 | 18.5826 | -15.5859 | 192.4183 | 0 | 0 | 0 | 18.5826 | -15.5859 | 13.0842 | 34.1685 | 145.1655 | 0 | 130.649 | 18.5826
|  |  | 35.1159 | 11.4954 | -23.6205 | 172.3732 | 0 | 0 | 0 | 11.4954 | -23.6205 | 0 | 35.1159 | 137.2573 | 0 | 254.1805 | 11.4954
|  |  | 40.4938 | 3.7039 | -36.7899 | 137.4704 | 0 | 0 | 0 | 3.7039 | -36.7899 | 0 | 40.4938 | 96.9766 | 0 | 341.4594 | 3.7039
|  |  | 46.2897 | 0.081227 | -46.2084 | 90.5809 | 0 | 0 | 0 | 0.081227 | -46.2084 | 0 | 46.2897 | 44.2912 | 0 | 381.3215 | 0.081227
|  |  | 46.7678 | 0 | -46.7678 | 43.0618 | 0 | 0 | 0 | 0 | -46.7678 | 0 | 43.0618 | 0 | 3.706 | 377.2038 | 0
|  |  | 41.1187 | 0 | -41.1187 | 6.7489 | 0 | 0 | 0 | 0 | -41.1187 | 0 | 6.7489 | 0 | 34.3698 | 339.0151 | 0
|  |  | 30.6708 | 0 | -30.6708 | 0 | 0 | 0 | 0 | 0 | -30.6708 | 0 | 0 | 0 | 30.6708 | 304.9365 | 0
|  |  | 23.3615 | 0 | -23.3615 | 0 | 0 | 0 | 0 | 0 | -23.3615 | 0 | 0 | 0 | 23.3615 | 278.9793 | 0
|  |  | 23.6941 | 0 | -23.6941 | 0 | 0 | 0 | 0 | 0 | -23.6941 | 0 | 0 | 0 | 23.6941 | 252.6525 | 0
|  |  | 24.2768 | 0 | -24.2768 | 0 | 0 | 0 | 0 | 0 | -24.2768 | 0 | 0 | 0 | 24.2768 | 225.6782 | 0
|  |  | 24.5562 | 0 | -24.5562 | 0 | 0 | 0 | 0 | 0 | -24.5562 | 0 | 0 | 0 | 24.5562 | 198.3936 | 0
|  |  | 30.2465 | 0 | -30.2465 | 0 | 0 | 0 | 0 | 0 | -30.2465 | 0 | 0 | 0 | 30.2465 | 164.7864 | 0
|  |  | 28.1491 | 0 | -28.1491 | 0 | 0 | 0 | 0 | 0 | -28.1491 | 0 | 0 | 0 | 28.1491 | 133.5096 | 0
|  |  | 25.2107 | 0 | -25.2107 | 0 | 0 | 0 | 0 | 0 | -25.2107 | 0 | 0 | 0 | 25.2107 | 105.4977 | 0
|  |  | 21.4417 | 0 | -21.4417 | 0 | 0 | 0 | 0 | 0 | -21.4417 | 0 | 0 | 0 | 21.4417 | 81.6736 | 0
|  |  | 17.5188 | 0 | -17.5188 | 0 | 0 | 0 | 0 | 0 | -17.5188 | 0 | 0 | 0 | 17.5188 | 62.2083 | 0
|  |  | 14.3414 | 0 | -14.3414 | 0 | 0 | 0 | 0 | 0 | -14.3414 | 0 | 0 | 0 | 14.3414 | 46.2734 | 0
|  |  | 11.6673 | 0 | -11.6673 | 0.47846 | 0 | 0 | 0 | 0 | -11.6673 | 0 | 0.47846 | 0 | 11.1888 | 33.8414 | 0
|  |  | 9.167 | 0.011324 | -9.1556 | 16.3182 | 0 | 0 | 0 | 0.011324 | -9.1556 | 0 | 9.167 | 7.1512 | 0 | 40.2775 | 0.011324
|  |  | 7.1962 | 1.4275 | -5.7687 | 21.1532 | 0 | 0 | 0 | 1.4275 | -5.7687 | 0 | 7.1962 | 13.957 | 0 | 52.8387 | 1.4275
|  |  | 6.03 | 6.325 | 0.29504 | 43.7669 | 0.29504 | 0 | 0.26554 | 6.03 | 0 | 0 | 6.03 | 37.7369 | 0 | 86.802 | 6.03
|  |  | 6.0645 | 13.3537 | 7.2892 | 62.4522 | 7.2892 | 0 | 6.8258 | 6.0645 | 0 | 0 | 6.0645 | 56.3878 | 0 | 137.551 | 6.0645
|  |  | 6.9622 | 19.4464 | 12.4842 | 63.8876 | 12.4842 | 0 | 18.0616 | 6.9622 | 0 | 0 | 6.9622 | 56.9254 | 0 | 188.7838 | 6.9622
|  |  | 9.2104 | 21.4794 | 12.2689 | 62.427 | 12.2689 | 0 | 29.1037 | 9.2104 | 0 | 0 | 9.2104 | 53.2166 | 0 | 236.6788 | 9.2104
|  |  | 12.2202 | 17.8377 | 5.6175 | 54.5953 | 5.6175 | 0 | 34.1594 | 12.2202 | 0 | 0 | 12.2202 | 42.3751 | 0 | 274.8164 | 12.2202
|  |  | 15.3949 | 10.8296 | -4.5653 | 57.1387 | 0 | 4.5653 | 29.0868 | 10.8296 | 0 | 0 | 15.3949 | 41.7438 | 0 | 312.3858 | 10.8296
|  |  | 18.6761 | 3.6282 | -15.0478 | 63.9883 | 0 | 15.0478 | 12.367 | 3.6282 | 0 | 0 | 18.6761 | 45.3123 | 0 | 353.1668 | 3.6282
|  |  | 22.1391 | 0.15851 | -21.9806 | 46.8895 | 0 | 11.1303 | 0 | 0.15851 | -10.8503 | 0 | 22.1391 | 24.7504 | 0 | 375.4422 | 0.15851
|  |  | 26.0591 | 0 | -26.0591 | 28.5064 | 0 | 0 | 0 | 0 | -26.0591 | 0 | 26.0591 | 2.4473 | 0 | 377.6447 | 0
|  |  | 29.8278 | 0 | -29.8278 | 3.8025 | 0 | 0 | 0 | 0 | -29.8278 | 0 | 3.8025 | 0 | 26.0253 | 348.7277 | 0
|  |  | 32.3465 | 0 | -32.3465 | 0 | 0 | 0 | 0 | 0 | -32.3465 | 0 | 0 | 0 | 32.3465 | 312.7872 | 0
|  |  | 33.6507 | 0 | -33.6507 | 0 | 0 | 0 | 0 | 0 | -33.6507 | 0 | 0 | 0 | 33.6507 | 275.3975 | 0
|  |  | 34.0882 | 0 | -34.0882 | 0 | 0 | 0 | 0 | 0 | -34.0882 | 0 | 0 | 0 | 34.0882 | 237.5218 | 0
|  |  | 33.501 | 0 | -33.501 | 0 | 0 | 0 | 0 | 0 | -33.501 | 0 | 0 | 0 | 33.501 | 200.2985 | 0
|  |  | 32.1465 | 0 | -32.1465 | 0 | 0 | 0 | 0 | 0 | -32.1465 | 0 | 0 | 0 | 32.1465 | 164.5801 | 0
|  |  | 30.2465 | 0 | -30.2465 | 0 | 0 | 0 | 0 | 0 | -30.2465 | 0 | 0 | 0 | 30.2465 | 130.973 | 0
|  |  | 28.1491 | 0 | -28.1491 | 0 | 0 | 0 | 0 | 0 | -28.1491 | 0 | 0 | 0 | 28.1491 | 99.6962 | 0
|  |  | 25.2107 | 0 | -25.2107 | 0 | 0 | 0 | 0 | 0 | -25.2107 | 0 | 0 | 0 | 25.2107 | 71.6843 | 0
|  |  | 21.4417 | 0 | -21.4417 | 0 | 0 | 0 | 0 | 0 | -21.4417 | 0 | 0 | 0 | 21.4417 | 47.8602 | 0
|  |  | 17.5188 | 0 | -17.5188 | 0 | 0 | 0 | 0 | 0 | -17.5188 | 0 | 0 | 0 | 17.5188 | 28.3948 | 0
|  |  | 14.3414 | 0 | -14.3414 | 0 | 0 | 0 | 0 | 0 | -14.3414 | 0 | 0 | 0 | 14.3414 | 12.46 | 0
|  |  | 11.6673 | 0 | -11.6673 | 0.45328 | 0 | 0 | 0 | 0 | -11.6673 | 0 | 0.45328 | 0 | 11.214 | 0 | 0
|  |  | 9.167 | 0.022428 | -9.1445 | 19.6926 | 0 | 0 | 0 | 0.022428 | -9.1445 | 10.5256 | 9.167 | 0 | 0 | 0 | 0.022428
|  |  | 7.1962 | 1.7015 | -5.4947 | 43.8173 | 0 | 0 | 0 | 1.7015 | -5.4947 | 36.6211 | 7.1962 | 0 | 0 | 0 | 1.7015
|  |  | 6.03 | 8.036 | 2.006 | 68.2693 | 2.006 | 0 | 1.8054 | 6.03 | 0 | 62.2393 | 6.03 | 0 | 0 | 0 | 6.03
|  |  | 6.0645 | 16.4639 | 10.3994 | 93.0991 | 10.3994 | 0 | 11.1649 | 6.0645 | 0 | 87.0347 | 6.0645 | 0 | 0 | 0 | 6.0645
|  |  | 6.9622 | 22.5819 | 15.6197 | 101.1575 | 15.6197 | 0 | 25.2227 | 6.9622 | 0 | 89.0105 | 6.9622 | 5.1848 | 0 | 4.6663 | 6.9622
|  |  | 9.2104 | 24.1327 | 14.9223 | 104.5823 | 14.9223 | 0 | 38.6528 | 9.2104 | 0 | 0 | 9.2104 | 95.3719 | 0 | 90.501 | 9.2104
|  |  | 12.2202 | 20.1725 | 7.9522 | 112.2881 | 7.9522 | 0 | 45.8098 | 12.2202 | 0 | 0 | 12.2202 | 100.0678 | 0 | 180.5621 | 12.2202
|  |  | 15.3949 | 12.5974 | -2.7975 | 105.9925 | 0 | 2.7975 | 42.7014 | 12.5974 | 0 | 0 | 15.3949 | 90.5976 | 0 | 262.0999 | 12.5974
|  |  | 18.6761 | 4.3103 | -14.3658 | 84.1342 | 0 | 14.3658 | 26.7394 | 4.3103 | 0 | 0 | 18.6761 | 65.4581 | 0 | 321.0122 | 4.3103
|  |  | 22.1391 | 0.22763 | -21.9115 | 59.934 | 0 | 21.9115 | 2.3933 | 0.22763 | 0 | 0 | 22.1391 | 37.7949 | 0 | 355.0276 | 0.22763
|  |  | 26.0591 | 0 | -26.0591 | 33.0644 | 0 | 2.154 | 0 | 0 | -23.9052 | 0 | 26.0591 | 7.0053 | 0 | 361.3323 | 0
|  |  | 29.8278 | 0 | -29.8278 | 4.4321 | 0 | 0 | 0 | 0 | -29.8278 | 0 | 4.4321 | 0 | 25.3957 | 333.1148 | 0
|  |  | 32.3465 | 0 | -32.3465 | 0 | 0 | 0 | 0 | 0 | -32.3465 | 0 | 0 | 0 | 32.3465 | 297.1743 | 0
|  |  | 33.6507 | 0 | -33.6507 | 0 | 0 | 0 | 0 | 0 | -33.6507 | 0 | 0 | 0 | 33.6507 | 259.7846 | 0
|  |  | 34.0882 | 0 | -34.0882 | 0 | 0 | 0 | 0 | 0 | -34.0882 | 0 | 0 | 0 | 34.0882 | 221.9089 | 0
|  |  | 33.501 | 0 | -33.501 | 0 | 0 | 0 | 0 | 0 | -33.501 | 0 | 0 | 0 | 33.501 | 184.6856 | 0
|  |  | 32.1465 | 0 | -32.1465 | 0 | 0 | 0 | 0 | 0 | -32.1465 | 0 | 0 | 0 | 32.1465 | 148.9672 | 0
|  |  | 24.0861 | 0 | -24.0861 | 0 | 0 | 0 | 0 | 0 | -24.0861 | 0 | 0 | 0 | 24.0861 | 122.2049 | 0
|  |  | 22.6294 | 0 | -22.6294 | 0 | 0 | 0 | 0 | 0 | -22.6294 | 0 | 0 | 0 | 22.6294 | 97.0612 | 0
|  |  | 20.8758 | 0 | -20.8758 | 0 | 0 | 0 | 0 | 0 | -20.8758 | 0 | 0 | 0 | 20.8758 | 73.8659 | 0
|  |  | 18.9345 | 0 | -18.9345 | 0 | 0 | 0 | 0 | 0 | -18.9345 | 0 | 0 | 0 | 18.9345 | 52.8275 | 0
|  |  | 15.4144 | 0 | -15.4144 | 0 | 0 | 0 | 0 | 0 | -15.4144 | 0 | 0 | 0 | 15.4144 | 35.7004 | 0
|  |  | 11.7376 | 0 | -11.7376 | 0 | 0 | 0 | 0 | 0 | -11.7376 | 0 | 0 | 0 | 11.7376 | 22.6586 | 0
|  |  | 16.1057 | 0 | -16.1057 | 0.8562 | 0 | 0 | 0 | 0 | -16.1057 | 0 | 0.8562 | 0 | 15.2496 | 5.7146 | 0
|  |  | 19.9504 | 0.011116 | -19.9393 | 14.8072 | 0 | 0 | 0 | 0.011116 | -19.9393 | 0 | 14.8072 | 0 | 5.1432 | 0 | 0.011116
|  |  | 26.3005 | 1.3853 | -24.9152 | 64.7438 | 0 | 0 | 0 | 1.3853 | -24.9152 | 38.4433 | 26.3005 | 0 | 0 | 0 | 1.3853
|  |  | 31.0713 | 5.6481 | -25.4232 | 96.6247 | 0 | 0 | 0 | 5.6481 | -25.4232 | 65.5534 | 31.0713 | 0 | 0 | 0 | 5.6481
|  |  | 33.2435 | 11.5379 | -21.7056 | 112.6658 | 0 | 0 | 0 | 11.5379 | -21.7056 | 79.4223 | 33.2435 | 0 | 0 | 0 | 11.5379
|  |  | 33.9264 | 15.2533 | -18.6731 | 135.8336 | 0 | 0 | 0 | 15.2533 | -18.6731 | 101.9071 | 33.9264 | 0 | 0 | 0 | 15.2533
|  |  | 35.3688 | 15.7362 | -19.6326 | 159.8072 | 0 | 0 | 0 | 15.7362 | -19.6326 | 124.4384 | 35.3688 | 0 | 0 | 0 | 15.7362
|  |  | 34.1685 | 14.8119 | -19.3567 | 172.4991 | 0 | 0 | 0 | 14.8119 | -19.3567 | 27.3369 | 34.1685 | 110.9936 | 0 | 99.8943 | 14.8119
|  |  | 35.1159 | 10.7727 | -24.3432 | 158.8502 | 0 | 0 | 0 | 10.7727 | -24.3432 | 0 | 35.1159 | 123.7343 | 0 | 211.2552 | 10.7727
|  |  | 40.4938 | 4.0784 | -36.4155 | 125.0303 | 0 | 0 | 0 | 4.0784 | -36.4155 | 0 | 40.4938 | 84.5365 | 0 | 287.338 | 4.0784
|  |  | 46.2897 | 0.37065 | -45.919 | 87.559 | 0 | 0 | 0 | 0.37065 | -45.919 | 0 | 46.2897 | 41.2693 | 0 | 324.4804 | 0.37065
|  |  | 46.7678 | 0 | -46.7678 | 43.4395 | 0 | 0 | 0 | 0 | -46.7678 | 0 | 43.4395 | 0 | 3.3282 | 320.7824 | 0
|  |  | 41.1187 | 0 | -41.1187 | 8.2598 | 0 | 0 | 0 | 0 | -41.1187 | 0 | 8.2598 | 0 | 32.8589 | 284.2725 | 0
|  |  | 30.6708 | 0 | -30.6708 | 0 | 0 | 0 | 0 | 0 | -30.6708 | 0 | 0 | 0 | 30.6708 | 250.1939 | 0
|  |  | 23.3615 | 0 | -23.3615 | 0 | 0 | 0 | 0 | 0 | -23.3615 | 0 | 0 | 0 | 23.3615 | 224.2367 | 0
|  |  | 23.6941 | 0 | -23.6941 | 0 | 0 | 0 | 0 | 0 | -23.6941 | 0 | 0 | 0 | 23.6941 | 197.9099 | 0
|  |  | 24.2768 | 0 | -24.2768 | 0 | 0 | 0 | 0 | 0 | -24.2768 | 0 | 0 | 0 | 24.2768 | 170.9356 | 0
|  |  | 24.5562 | 0 | -24.5562 | 0 | 0 | 0 | 0 | 0 | -24.5562 | 0 | 0 | 0 | 24.5562 | 143.651 | 0
|  |  | 24.0861 | 0 | -24.0861 | 0 | 0 | 0 | 0 | 0 | -24.0861 | 0 | 0 | 0 | 24.0861 | 116.8887 | 0
|  |  | 22.6294 | 0 | -22.6294 | 0 | 0 | 0 | 0 | 0 | -22.6294 | 0 | 0 | 0 | 22.6294 | 91.7449 | 0
|  |  | 20.8758 | 0 | -20.8758 | 0 | 0 | 0 | 0 | 0 | -20.8758 | 0 | 0 | 0 | 20.8758 | 68.5496 | 0
|  |  | 18.9345 | 0 | -18.9345 | 0 | 0 | 0 | 0 | 0 | -18.9345 | 0 | 0 | 0 | 18.9345 | 47.5112 | 0
|  |  | 15.4144 | 0 | -15.4144 | 0 | 0 | 0 | 0 | 0 | -15.4144 | 0 | 0 | 0 | 15.4144 | 30.3841 | 0
|  |  | 11.7376 | 0 | -11.7376 | 0 | 0 | 0 | 0 | 0 | -11.7376 | 0 | 0 | 0 | 11.7376 | 17.3423 | 0
|  |  | 16.1057 | 0 | -16.1057 | 1.0577 | 0 | 0 | 0 | 0 | -16.1057 | 0 | 1.0577 | 0 | 15.0481 | 0.62219 | 0
|  |  | 19.9504 | 0.011223 | -19.9392 | 19.3904 | 0 | 0 | 0 | 0.011223 | -19.9392 | 0 | 19.3904 | 0 | 0.55997 | 0 | 0.011223
|  |  | 26.3005 | 1.546 | -24.7545 | 38.2268 | 0 | 0 | 0 | 1.546 | -24.7545 | 11.9263 | 26.3005 | 0 | 0 | 0 | 1.546
|  |  | 31.0713 | 6.9908 | -24.0805 | 53.5628 | 0 | 0 | 0 | 6.9908 | -24.0805 | 22.4916 | 31.0713 | 0 | 0 | 0 | 6.9908
|  |  | 33.2435 | 14.0336 | -19.21 | 75.7233 | 0 | 0 | 0 | 14.0336 | -19.21 | 26.2129 | 33.2435 | 16.2669 | 0 | 14.6402 | 14.0336
|  |  | 33.9264 | 18.452 | -15.4745 | 20.7503 | 0 | 0 | 0 | 18.452 | -15.4745 | 0 | 20.7503 | 0 | 13.1762 | 0 | 18.452
|  |  | 35.3688 | 19.2394 | -16.1293 | 56.5344 | 0 | 0 | 0 | 19.2394 | -16.1293 | 21.1656 | 35.3688 | 0 | 0 | 0 | 19.2394
|  |  | 34.1685 | 16.0961 | -18.0725 | 124.2497 | 0 | 0 | 0 | 16.0961 | -18.0725 | 81.8502 | 34.1685 | 8.2309 | 0 | 7.4079 | 16.0961
|  |  | 35.1159 | 10.3055 | -24.8104 | 161.444 | 0 | 0 | 0 | 10.3055 | -24.8104 | 0 | 35.1159 | 126.3281 | 0 | 121.1032 | 10.3055
|  |  | 40.4938 | 3.934 | -36.5599 | 187.2559 | 0 | 0 | 0 | 3.934 | -36.5599 | 0 | 40.4938 | 146.7621 | 0 | 253.189 | 3.934
|  |  | 46.2897 | 0.35951 | -45.9302 | 121.807 | 0 | 0 | 0 | 0.35951 | -45.9302 | 0 | 46.2897 | 75.5173 | 0 | 321.1546 | 0.35951
|  |  | 46.7678 | 0 | -46.7678 | 52.8829 | 0 | 0 | 0 | 0 | -46.7678 | 0 | 46.7678 | 6.1152 | 0 | 326.6583 | 0
|  |  | 41.1187 | 0 | -41.1187 | 9.3427 | 0 | 0 | 0 | 0 | -41.1187 | 0 | 9.3427 | 0 | 31.776 | 291.3516 | 0
|  |  | 30.6708 | 0 | -30.6708 | 0 | 0 | 0 | 0 | 0 | -30.6708 | 0 | 0 | 0 | 30.6708 | 257.273 | 0
|  |  | 23.3615 | 0 | -23.3615 | 0 | 0 | 0 | 0 | 0 | -23.3615 | 0 | 0 | 0 | 23.3615 | 231.3157 | 0
|  |  | 23.6941 | 0 | -23.6941 | 0 | 0 | 0 | 0 | 0 | -23.6941 | 0 | 0 | 0 | 23.6941 | 204.9889 | 0
|  |  | 24.2768 | 0 | -24.2768 | 0 | 0 | 0 | 0 | 0 | -24.2768 | 0 | 0 | 0 | 24.2768 | 178.0146 | 0
|  |  | 24.5562 | 0 | -24.5562 | 0 | 0 | 0 | 0 | 0 | -24.5562 | 0 | 0 | 0 | 24.5562 | 150.73 | 0
|  |  | 24.0861 | 0 | -24.0861 | 0 | 0 | 0 | 0 | 0 | -24.0861 | 0 | 0 | 0 | 24.0861 | 123.9677 | 0
|  |  | 22.6294 | 0 | -22.6294 | 0 | 0 | 0 | 0 | 0 | -22.6294 | 0 | 0 | 0 | 22.6294 | 98.8239 | 0
|  |  | 20.8758 | 0 | -20.8758 | 0 | 0 | 0 | 0 | 0 | -20.8758 | 0 | 0 | 0 | 20.8758 | 75.6286 | 0
|  |  | 18.9345 | 0 | -18.9345 | 0 | 0 | 0 | 0 | 0 | -18.9345 | 0 | 0 | 0 | 18.9345 | 54.5903 | 0
|  |  | 15.4144 | 0 | -15.4144 | 0 | 0 | 0 | 0 | 0 | -15.4144 | 0 | 0 | 0 | 15.4144 | 37.4631 | 0
|  |  | 11.7376 | 0 | -11.7376 | 0 | 0 | 0 | 0 | 0 | -11.7376 | 0 | 0 | 0 | 11.7376 | 24.4213 | 0
|  |  | 16.1057 | 0 | -16.1057 | 0.83102 | 0 | 0 | 0 | 0 | -16.1057 | 0 | 0.83102 | 0 | 15.2747 | 7.4494 | 0
|  |  | 19.9504 | 0.022445 | -19.9279 | 13.2459 | 0 | 0 | 0 | 0.022445 | -19.9279 | 0 | 13.2459 | 0 | 6.7045 | 0 | 0.022445
|  |  | 26.3005 | 1.7424 | -24.5581 | 67.4887 | 0 | 0 | 0 | 1.7424 | -24.5581 | 41.1882 | 26.3005 | 0 | 0 | 0 | 1.7424
|  |  | 31.0713 | 8.1513 | -22.9199 | 121.2026 | 0 | 0 | 0 | 8.1513 | -22.9199 | 90.1313 | 31.0713 | 0 | 0 | 0 | 8.1513
|  |  | 33.2435 | 16.6021 | -16.6414 | 164.9695 | 0 | 0 | 0 | 16.6021 | -16.6414 | 131.726 | 33.2435 | 0 | 0 | 0 | 16.6021
|  |  | 33.9264 | 22.0023 | -11.9241 | 193.8033 | 0 | 0 | 0 | 22.0023 | -11.9241 | 159.8769 | 33.9264 | 0 | 0 | 0 | 22.0023
|  |  | 35.3688 | 23.3499 | -12.0189 | 207.2507 | 0 | 0 | 0 | 23.3499 | -12.0189 | 171.8819 | 35.3688 | 0 | 0 | 0 | 23.3499
|  |  | 34.1685 | 19.9319 | -14.2367 | 203.0704 | 0 | 0 | 0 | 19.9319 | -14.2367 | 119.101 | 34.1685 | 49.8009 | 0 | 44.8208 | 19.9319
|  |  | 35.1159 | 12.8007 | -22.3152 | 183.0757 | 0 | 0 | 0 | 12.8007 | -22.3152 | 0 | 35.1159 | 147.9598 | 0 | 177.9846 | 12.8007
|  |  | 40.4938 | 4.8855 | -35.6084 | 146.4857 | 0 | 0 | 0 | 4.8855 | -35.6084 | 0 | 40.4938 | 105.9919 | 0 | 273.3773 | 4.8855
|  |  | 46.2897 | 0.49832 | -45.7914 | 97.1787 | 0 | 0 | 0 | 0.49832 | -45.7914 | 0 | 46.2897 | 50.889 | 0 | 319.1774 | 0.49832
|  |  | 46.7678 | 0 | -46.7678 | 47.922 | 0 | 0 | 0 | 0 | -46.7678 | 0 | 46.7678 | 1.1542 | 0 | 320.2162 | 0
|  |  | 41.1187 | 0 | -41.1187 | 7.1266 | 0 | 0 | 0 | 0 | -41.1187 | 0 | 7.1266 | 0 | 33.9921 | 282.4472 | 0
|  |  | 30.6708 | 0 | -30.6708 | 0 | 0 | 0 | 0 | 0 | -30.6708 | 0 | 0 | 0 | 30.6708 | 248.3686 | 0
|  |  | 23.3615 | 0 | -23.3615 | 0 | 0 | 0 | 0 | 0 | -23.3615 | 0 | 0 | 0 | 23.3615 | 222.4113 | 0
|  |  | 23.6941 | 0 | -23.6941 | 0 | 0 | 0 | 0 | 0 | -23.6941 | 0 | 0 | 0 | 23.6941 | 196.0845 | 0
|  |  | 24.2768 | 0 | -24.2768 | 0 | 0 | 0 | 0 | 0 | -24.2768 | 0 | 0 | 0 | 24.2768 | 169.1102 | 0
|  |  | 24.5562 | 0 | -24.5562 | 0 | 0 | 0 | 0 | 0 | -24.5562 | 0 | 0 | 0 | 24.5562 | 141.8256 | 0
|  |  | 24.0861 | 0 | -24.0861 | 0 | 0 | 0 | 0 | 0 | -24.0861 | 0 | 0 | 0 | 24.0861 | 115.0633 | 0
|  |  | 22.6294 | 0 | -22.6294 | 0 | 0 | 0 | 0 | 0 | -22.6294 | 0 | 0 | 0 | 22.6294 | 89.9195 | 0
|  |  | 20.8758 | 0 | -20.8758 | 0 | 0 | 0 | 0 | 0 | -20.8758 | 0 | 0 | 0 | 20.8758 | 66.7242 | 0
|  |  | 18.9345 | 0 | -18.9345 | 0 | 0 | 0 | 0 | 0 | -18.9345 | 0 | 0 | 0 | 18.9345 | 45.6859 | 0
|  |  | 15.4144 | 0 | -15.4144 | 0 | 0 | 0 | 0 | 0 | -15.4144 | 0 | 0 | 0 | 15.4144 | 28.5588 | 0
|  |  | 11.7376 | 0 | -11.7376 | 0 | 0 | 0 | 0 | 0 | -11.7376 | 0 | 0 | 0 | 11.7376 | 15.5169 | 0
|  |  | 16.1057 | 0 | -16.1057 | 2.1405 | 0 | 0 | 0 | 0 | -16.1057 | 0 | 2.1405 | 0 | 13.9653 | -2.3497e-15 | 0
|  |  | 19.9504 | 0.011674 | -19.9387 | 26.9955 | 0 | 0 | 0 | 0.011674 | -19.9387 | 7.0451 | 19.9504 | 0 | -2.1148e-15 | 0 | 0.011674
|  |  | 26.3005 | 1.7622 | -24.5383 | 62.2759 | 0 | 0 | 0 | 1.7622 | -24.5383 | 35.9754 | 26.3005 | 0 | 0 | 0 | 1.7622
|  |  | 31.0713 | 7.9032 | -23.1681 | 96.8765 | 0 | 0 | 0 | 7.9032 | -23.1681 | 65.8052 | 31.0713 | 0 | 0 | 0 | 7.9032
|  |  | 33.2435 | 15.7487 | -17.4948 | 154.6952 | 0 | 0 | 0 | 15.7487 | -17.4948 | 119.8171 | 33.2435 | 1.6345 | 0 | 1.4711 | 15.7487
|  |  | 33.9264 | 21.1065 | -12.8199 | 145.3777 | 0 | 0 | 0 | 21.1065 | -12.8199 | 0 | 33.9264 | 111.4513 | 0 | 101.7772 | 21.1065
|  |  | 35.3688 | 24.0082 | -11.3606 | 166.7323 | 0 | 0 | 0 | 24.0082 | -11.3606 | 0 | 35.3688 | 131.3635 | 0 | 220.0044 | 24.0082
|  |  | 34.1685 | 21.3673 | -12.8012 | 142.0032 | 0 | 0 | 0 | 21.3673 | -12.8012 | 0 | 34.1685 | 107.8347 | 0 | 317.0556 | 21.3673
|  |  | 35.1159 | 13.2322 | -21.8837 | 88.6922 | 0 | 0 | 0 | 13.2322 | -21.8837 | 0 | 35.1159 | 53.5763 | 0 | 365.2743 | 13.2322
|  |  | 40.4938 | 4.9102 | -35.5836 | 42.8855 | 0 | 0 | 0 | 4.9102 | -35.5836 | 0 | 40.4938 | 2.3917 | 0 | 367.4268 | 4.9102
|  |  | 46.2897 | 0.54767 | -45.742 | 50.4906 | 0 | 0 | 0 | 0.54767 | -45.742 | 0 | 46.2897 | 4.2009 | 0 | 371.2077 | 0.54767
|  |  | 46.7678 | 0 | -46.7678 | 14.1777 | 0 | 0 | 0 | 0 | -46.7678 | 0 | 14.1777 | 0 | 32.5901 | 334.9964 | 0
|  |  | 41.1187 | 0 | -41.1187 | 1.9139 | 0 | 0 | 0 | 0 | -41.1187 | 0 | 1.9139 | 0 | 39.2048 | 291.4355 | 0
|  |  | 30.6708 | 0 | -30.6708 | 0 | 0 | 0 | 0 | 0 | -30.6708 | 0 | 0 | 0 | 30.6708 | 257.3569 | 0
|  |  | 23.3615 | 0 | -23.3615 | 0 | 0 | 0 | 0 | 0 | -23.3615 | 0 | 0 | 0 | 23.3615 | 231.3996 | 0
|  |  | 23.6941 | 0 | -23.6941 | 0 | 0 | 0 | 0 | 0 | -23.6941 | 0 | 0 | 0 | 23.6941 | 205.0728 | 0
|  |  | 24.2768 | 0 | -24.2768 | 0 | 0 | 0 | 0 | 0 | -24.2768 | 0 | 0 | 0 | 24.2768 | 178.0986 | 0
|  |  | 24.5562 | 0 | -24.5562 | 0 | 0 | 0 | 0 | 0 | -24.5562 | 0 | 0 | 0 | 24.5562 | 150.8139 | 0
|  |  | 24.0861 | 0 | -24.0861 | 0 | 0 | 0 | 0 | 0 | -24.0861 | 0 | 0 | 0 | 24.0861 | 124.0516 | 0
|  |  | 22.6294 | 0 | -22.6294 | 0 | 0 | 0 | 0 | 0 | -22.6294 | 0 | 0 | 0 | 22.6294 | 98.9079 | 0
|  |  | 20.8758 | 0 | -20.8758 | 0 | 0 | 0 | 0 | 0 | -20.8758 | 0 | 0 | 0 | 20.8758 | 75.7126 | 0
|  |  | 18.9345 | 0 | -18.9345 | 0 | 0 | 0 | 0 | 0 | -18.9345 | 0 | 0 | 0 | 18.9345 | 54.6742 | 0
|  |  | 15.4144 | 0 | -15.4144 | 0 | 0 | 0 | 0 | 0 | -15.4144 | 0 | 0 | 0 | 15.4144 | 37.5471 | 0
|  |  | 11.7376 | 0 | -11.7376 | 0 | 0 | 0 | 0 | 0 | -11.7376 | 0 | 0 | 0 | 11.7376 | 24.5053 | 0
|  |  | 16.1057 | 0 | -16.1057 | 0.75547 | 0 | 0 | 0 | 0 | -16.1057 | 0 | 0.75547 | 0 | 15.3503 | 7.4494 | 0
|  |  | 19.9504 | 0.045564 | -19.9048 | 13.2459 | 0 | 0 | 0 | 0.045564 | -19.9048 | 0 | 13.2459 | 0 | 6.7045 | 0 | 0.045564
|  |  | 26.3005 | 1.8926 | -24.4079 | 68.4708 | 0 | 0 | 0 | 1.8926 | -24.4079 | 42.1703 | 26.3005 | 0 | 0 | 0 | 1.8926
|  |  | 31.0713 | 7.5893 | -23.482 | 122.8898 | 0 | 0 | 0 | 7.5893 | -23.482 | 91.8186 | 31.0713 | 0 | 0 | 0 | 7.5893
|  |  | 33.2435 | 15.6306 | -17.6129 | 167.8655 | 0 | 0 | 0 | 15.6306 | -17.6129 | 134.622 | 33.2435 | 0 | 0 | 0 | 15.6306
|  |  | 33.9264 | 21.8484 | -12.0781 | 198.2606 | 0 | 0 | 0 | 21.8484 | -12.0781 | 164.3342 | 33.9264 | 0 | 0 | 0 | 21.8484
|  |  | 35.3688 | 22.3484 | -13.0204 | 211.5821 | 0 | 0 | 0 | 22.3484 | -13.0204 | 176.2133 | 35.3688 | 0 | 0 | 0 | 22.3484
|  |  | 34.1685 | 17.3109 | -16.8577 | 209.0135 | 0 | 0 | 0 | 17.3109 | -16.8577 | 118.4801 | 34.1685 | 56.3648 | 0 | 50.7283 | 17.3109
|  |  | 35.1159 | 10.5309 | -24.585 | 188.3639 | 0 | 0 | 0 | 10.5309 | -24.585 | 0 | 35.1159 | 153.248 | 0 | 188.6516 | 10.5309
|  |  | 40.4938 | 4.1866 | -36.3072 | 151.7488 | 0 | 0 | 0 | 4.1866 | -36.3072 | 0 | 40.4938 | 111.255 | 0 | 288.781 | 4.1866
|  |  | 46.2897 | 0.57821 | -45.7115 | 101.4093 | 0 | 0 | 0 | 0.57821 | -45.7115 | 0 | 46.2897 | 55.1196 | 0 | 338.3887 | 0.57821
|  |  | 46.7678 | 0 | -46.7678 | 51.0194 | 0 | 0 | 0 | 0 | -46.7678 | 0 | 46.7678 | 4.2517 | 0 | 342.2152 | 0
|  |  | 41.1187 | 0 | -41.1187 | 7.5799 | 0 | 0 | 0 | 0 | -41.1187 | 0 | 7.5799 | 0 | 33.5388 | 304.9499 | 0
|  |  | 30.6708 | 0 | -30.6708 | 0 | 0 | 0 | 0 | 0 | -30.6708 | 0 | 0 | 0 | 30.6708 | 270.8713 | 0
|  |  | 23.3615 | 0 | -23.3615 | 0 | 0 | 0 | 0 | 0 | -23.3615 | 0 | 0 | 0 | 23.3615 | 244.914 | 0
|  |  | 23.6941 | 0 | -23.6941 | 0 | 0 | 0 | 0 | 0 | -23.6941 | 0 | 0 | 0 | 23.6941 | 218.5872 | 0
|  |  | 24.2768 | 0 | -24.2768 | 0 | 0 | 0 | 0 | 0 | -24.2768 | 0 | 0 | 0 | 24.2768 | 191.6129 | 0
|  |  | 24.5562 | 0 | -24.5562 | 0 | 0 | 0 | 0 | 0 | -24.5562 | 0 | 0 | 0 | 24.5562 | 164.3283 | 0
|  |  | 30.2465 | 0 | -30.2465 | 0 | 0 | 0 | 0 | 0 | -30.2465 | 0 | 0 | 0 | 30.2465 | 130.7211 | 0
|  |  | 28.1491 | 0 | -28.1491 | 0 | 0 | 0 | 0 | 0 | -28.1491 | 0 | 0 | 0 | 28.1491 | 99.4443 | 0
|  |  | 25.2107 | 0 | -25.2107 | 0 | 0 | 0 | 0 | 0 | -25.2107 | 0 | 0 | 0 | 25.2107 | 71.4324 | 0
|  |  | 21.4417 | 0 | -21.4417 | 0 | 0 | 0 | 0 | 0 | -21.4417 | 0 | 0 | 0 | 21.4417 | 47.6084 | 0
|  |  | 17.5188 | 0 | -17.5188 | 0 | 0 | 0 | 0 | 0 | -17.5188 | 0 | 0 | 0 | 17.5188 | 28.143 | 0
|  |  | 14.3414 | 0 | -14.3414 | 0 | 0 | 0 | 0 | 0 | -14.3414 | 0 | 0 | 0 | 14.3414 | 12.2082 | 0
|  |  | 11.6673 | 0 | -11.6673 | 0.67992 | 0 | 0 | 0 | 0 | -11.6673 | 0 | 0.67992 | 0 | 10.9873 | 0 | 0
|  |  | 9.167 | 0.080113 | -9.0868 | 13.2459 | 0 | 0 | 0 | 0.080113 | -9.0868 | 4.079 | 9.167 | 0 | 0 | 0 | 0.080113
|  |  | 7.1962 | 2.3927 | -4.8035 | 67.5391 | 0 | 0 | 0 | 2.3927 | -4.8035 | 60.3428 | 7.1962 | 0 | 0 | 0 | 2.3927
|  |  | 6.03 | 9.3859 | 3.3559 | 121.1019 | 3.3559 | 0 | 3.0203 | 6.03 | 0 | 115.0719 | 6.03 | 0 | 0 | 0 | 6.03
|  |  | 6.0645 | 19.1573 | 13.0928 | 164.894 | 13.0928 | 0 | 14.8039 | 6.0645 | 0 | 158.8295 | 6.0645 | 0 | 0 | 0 | 6.0645
|  |  | 6.9622 | 27.0488 | 20.0866 | 193.753 | 20.0866 | 0 | 32.8818 | 6.9622 | 0 | 186.7908 | 6.9622 | 0 | 0 | 0 | 6.9622
|  |  | 9.2104 | 30.4782 | 21.2677 | 206.6715 | 21.2677 | 0 | 52.0228 | 9.2104 | 0 | 197.4611 | 9.2104 | 0 | 0 | 0 | 9.2104
|  |  | 12.2202 | 26.8757 | 14.6555 | 202.1387 | 14.6555 | 0 | 65.2127 | 12.2202 | 0 | 166.2439 | 12.2202 | 23.6745 | 0 | 21.3071 | 12.2202
|  |  | 15.3949 | 16.8246 | 1.4296 | 181.8669 | 1.4296 | 0 | 66.4994 | 15.3949 | 0 | 0 | 15.3949 | 166.472 | 0 | 171.1318 | 15.3949
|  |  | 18.6761 | 6.2275 | -12.4486 | 146.2591 | 0 | 12.4486 | 52.6676 | 6.2275 | 0 | 0 | 18.6761 | 127.583 | 0 | 285.9565 | 6.2275
|  |  | 22.1391 | 0.76525 | -21.3739 | 97.3549 | 0 | 21.3739 | 28.9189 | 0.76525 | 0 | 0 | 22.1391 | 75.2158 | 0 | 353.6508 | 0.76525
|  |  | 26.0591 | 0 | -26.0591 | 48.6775 | 0 | 26.027 | 0 | 0 | -0.032162 | 0 | 26.0591 | 22.6183 | 0 | 374.0073 | 0
|  |  | 29.8278 | 0 | -29.8278 | 6.8748 | 0 | 0 | 0 | 0 | -29.8278 | 0 | 6.8748 | 0 | 22.9531 | 348.5039 | 0
|  |  | 32.3465 | 0 | -32.3465 | 0 | 0 | 0 | 0 | 0 | -32.3465 | 0 | 0 | 0 | 32.3465 | 312.5634 | 0
|  |  | 33.6507 | 0 | -33.6507 | 0 | 0 | 0 | 0 | 0 | -33.6507 | 0 | 0 | 0 | 33.6507 | 275.1737 | 0
|  |  | 34.0882 | 0 | -34.0882 | 0 | 0 | 0 | 0 | 0 | -34.0882 | 0 | 0 | 0 | 34.0882 | 237.2979 | 0
|  |  | 33.501 | 0 | -33.501 | 0 | 0 | 0 | 0 | 0 | -33.501 | 0 | 0 | 0 | 33.501 | 200.0746 | 0
|  |  | 32.1465 | 0 | -32.1465 | 0 | 0 | 0 | 0 | 0 | -32.1465 | 0 | 0 | 0 | 32.1465 | 164.3563 | 0
|  |  | 30.2465 | 0 | -30.2465 | 0 | 0 | 0 | 0 | 0 | -30.2465 | 0 | 0 | 0 | 30.2465 | 130.7491 | 0
|  |  | 28.1491 | 0 | -28.1491 | 0 | 0 | 0 | 0 | 0 | -28.1491 | 0 | 0 | 0 | 28.1491 | 99.4723 | 0
|  |  | 25.2107 | 0 | -25.2107 | 0 | 0 | 0 | 0 | 0 | -25.2107 | 0 | 0 | 0 | 25.2107 | 71.4604 | 0
|  |  | 21.4417 | 0 | -21.4417 | 0 | 0 | 0 | 0 | 0 | -21.4417 | 0 | 0 | 0 | 21.4417 | 47.6364 | 0
|  |  | 17.5188 | 0 | -17.5188 | 0 | 0 | 0 | 0 | 0 | -17.5188 | 0 | 0 | 0 | 17.5188 | 28.171 | 0
|  |  | 14.3414 | 0 | -14.3414 | 0 | 0 | 0 | 0 | 0 | -14.3414 | 0 | 0 | 0 | 14.3414 | 12.2361 | 0
|  |  | 11.6673 | 0 | -11.6673 | 0.65474 | 0 | 0 | 0 | 0 | -11.6673 | 0 | 0.65474 | 0 | 11.0125 | 0 | 0
|  |  | 9.167 | 0.068376 | -9.0986 | 15.739 | 0 | 0 | 0 | 0.068376 | -9.0986 | 6.572 | 9.167 | 0 | 0 | 0 | 0.068376
|  |  | 7.1962 | 1.9367 | -5.2595 | 74.8167 | 0 | 0 | 0 | 1.9367 | -5.2595 | 67.6205 | 7.1962 | 0 | 0 | 0 | 1.9367
|  |  | 6.03 | 7.5739 | 1.5439 | 132.9376 | 1.5439 | 0 | 1.3895 | 6.03 | 0 | 126.9076 | 6.03 | 0 | 0 | 0 | 6.03
|  |  | 6.0645 | 14.492 | 8.4276 | 181.2373 | 8.4276 | 0 | 8.9743 | 6.0645 | 0 | 175.1729 | 6.0645 | 0 | 0 | 0 | 6.0645
|  |  | 6.9622 | 18.8178 | 11.8556 | 213.9492 | 11.8556 | 0 | 19.6444 | 6.9622 | 0 | 206.987 | 6.9622 | 0 | 0 | 0 | 6.9622
|  |  | 9.2104 | 20.571 | 11.3606 | 230.2674 | 11.3606 | 0 | 29.8689 | 9.2104 | 0 | 221.0569 | 9.2104 | 0 | 0 | 0 | 9.2104
|  |  | 12.2202 | 19.6838 | 7.4636 | 229.7637 | 7.4636 | 0 | 36.5862 | 12.2202 | 0 | 217.5435 | 12.2202 | 0 | 0 | 0 | 12.2202
|  |  | 15.3949 | 13.6994 | -1.6955 | 211.1792 | 0 | 1.6955 | 34.7022 | 13.6994 | 0 | 95.2708 | 15.3949 | 100.5134 | 0 | 90.462 | 13.6994
|  |  | 18.6761 | 5.3179 | -13.3582 | 176.1001 | 0 | 13.3582 | 19.8598 | 5.3179 | 0 | 0 | 18.6761 | 157.4241 | 0 | 232.1437 | 5.3179
|  |  | 22.1391 | 0.76275 | -21.3764 | 123.192 | 0 | 17.8738 | 0 | 0.76275 | -3.5026 | 0 | 22.1391 | 101.0529 | 0 | 323.0913 | 0.76275
|  |  | 26.0591 | 0 | -26.0591 | 63.2329 | 0 | 0 | 0 | 0 | -26.0591 | 0 | 26.0591 | 37.1737 | 0 | 356.5477 | 0
|  |  | 29.8278 | 0 | -29.8278 | 8.5368 | 0 | 0 | 0 | 0 | -29.8278 | 0 | 8.5368 | 0 | 21.291 | 332.891 | 0
|  |  | 32.3465 | 0 | -32.3465 | 0 | 0 | 0 | 0 | 0 | -32.3465 | 0 | 0 | 0 | 32.3465 | 296.9505 | 0
|  |  | 33.6507 | 0 | -33.6507 | 0 | 0 | 0 | 0 | 0 | -33.6507 | 0 | 0 | 0 | 33.6507 | 259.5608 | 0
|  |  | 34.0882 | 0 | -34.0882 | 0 | 0 | 0 | 0 | 0 | -34.0882 | 0 | 0 | 0 | 34.0882 | 221.685 | 0
|  |  | 33.501 | 0 | -33.501 | 0 | 0 | 0 | 0 | 0 | -33.501 | 0 | 0 | 0 | 33.501 | 184.4617 | 0
|  |  | 32.1465 | 0 | -32.1465 | 0 | 0 | 0 | 0 | 0 | -32.1465 | 0 | 0 | 0 | 32.1465 | 148.7434 | 0
|  |  | 24.0861 | 0 | -24.0861 | 0 | 0 | 0 | 0 | 0 | -24.0861 | 0 | 0 | 0 | 24.0861 | 121.9811 | 0
|  |  | 22.6294 | 0 | -22.6294 | 0 | 0 | 0 | 0 | 0 | -22.6294 | 0 | 0 | 0 | 22.6294 | 96.8373 | 0
|  |  | 20.8758 | 0 | -20.8758 | 0 | 0 | 0 | 0 | 0 | -20.8758 | 0 | 0 | 0 | 20.8758 | 73.642 | 0
|  |  | 18.9345 | 0 | -18.9345 | 0 | 0 | 0 | 0 | 0 | -18.9345 | 0 | 0 | 0 | 18.9345 | 52.6037 | 0
|  |  | 15.4144 | 0 | -15.4144 | 0 | 0 | 0 | 0 | 0 | -15.4144 | 0 | 0 | 0 | 15.4144 | 35.4765 | 0
|  |  | 11.7376 | 0 | -11.7376 | 0 | 0 | 0 | 0 | 0 | -11.7376 | 0 | 0 | 0 | 11.7376 | 22.4347 | 0
|  |  | 16.1057 | 0 | -16.1057 | 0.62956 | 0 | 0 | 0 | 0 | -16.1057 | 0 | 0.62956 | 0 | 15.4762 | 5.239 | 0
|  |  | 19.9504 | 0.12475 | -19.8256 | 15.2353 | 0 | 0 | 0 | 0.12475 | -19.8256 | 0 | 15.2353 | 0 | 4.7151 | 0 | 0.12475
|  |  | 26.3005 | 2.2792 | -24.0213 | 73.8346 | 0 | 0 | 0 | 2.2792 | -24.0213 | 47.5341 | 26.3005 | 0 | 0 | 0 | 2.2792
|  |  | 31.0713 | 8.7084 | -22.3629 | 131.0993 | 0 | 0 | 0 | 8.7084 | -22.3629 | 100.028 | 31.0713 | 0 | 0 | 0 | 8.7084
|  |  | 33.2435 | 17.9973 | -15.2462 | 177.1578 | 0 | 0 | 0 | 17.9973 | -15.2462 | 143.9143 | 33.2435 | 0 | 0 | 0 | 17.9973
|  |  | 33.9264 | 26.3893 | -7.5372 | 208.5854 | 0 | 0 | 0 | 26.3893 | -7.5372 | 174.6589 | 33.9264 | 0 | 0 | 0 | 26.3893
|  |  | 35.3688 | 28.1931 | -7.1757 | 221.7306 | 0 | 0 | 0 | 28.1931 | -7.1757 | 186.3618 | 35.3688 | 0 | 0 | 0 | 28.1931
|  |  | 34.1685 | 22.9744 | -11.1942 | 217.4244 | 0 | 0 | 0 | 22.9744 | -11.1942 | 163.5337 | 34.1685 | 19.7222 | 0 | 17.75 | 22.9744
|  |  | 35.1159 | 14.3937 | -20.7222 | 195.415 | 0 | 0 | 0 | 14.3937 | -20.7222 | 0 | 35.1159 | 160.2991 | 0 | 162.0192 | 14.3937
|  |  | 40.4938 | 5.6244 | -34.8694 | 157.1882 | 0 | 0 | 0 | 5.6244 | -34.8694 | 0 | 40.4938 | 116.6944 | 0 | 267.0441 | 5.6244
|  |  | 46.2897 | 0.95795 | -45.3317 | 105.237 | 0 | 0 | 0 | 0.95795 | -45.3317 | 0 | 46.2897 | 58.9474 | 0 | 320.0967 | 0.95795
|  |  | 46.7678 | 0 | -46.7678 | 52.9081 | 0 | 0 | 0 | 0 | -46.7678 | 0 | 46.7678 | 6.1403 | 0 | 325.623 | 0
|  |  | 41.1187 | 0 | -41.1187 | 6.7741 | 0 | 0 | 0 | 0 | -41.1187 | 0 | 6.7741 | 0 | 34.3446 | 287.4623 | 0
|  |  | 30.6708 | 0 | -30.6708 | 0 | 0 | 0 | 0 | 0 | -30.6708 | 0 | 0 | 0 | 30.6708 | 253.3837 | 0
|  |  | 23.3615 | 0 | -23.3615 | 0 | 0 | 0 | 0 | 0 | -23.3615 | 0 | 0 | 0 | 23.3615 | 227.4264 | 0
|  |  | 23.6941 | 0 | -23.6941 | 0 | 0 | 0 | 0 | 0 | -23.6941 | 0 | 0 | 0 | 23.6941 | 201.0996 | 0
|  |  | 24.2768 | 0 | -24.2768 | 0 | 0 | 0 | 0 | 0 | -24.2768 | 0 | 0 | 0 | 24.2768 | 174.1253 | 0
|  |  | 24.5562 | 0 | -24.5562 | 0 | 0 | 0 | 0 | 0 | -24.5562 | 0 | 0 | 0 | 24.5562 | 146.8407 | 0
|  |  | 24.0861 | 0 | -24.0861 | 0 | 0 | 0 | 0 | 0 | -24.0861 | 0 | 0 | 0 | 24.0861 | 120.0784 | 0
|  |  | 22.6294 | 0 | -22.6294 | 0 | 0 | 0 | 0 | 0 | -22.6294 | 0 | 0 | 0 | 22.6294 | 94.9346 | 0
|  |  | 20.8758 | 0 | -20.8758 | 0 | 0 | 0 | 0 | 0 | -20.8758 | 0 | 0 | 0 | 20.8758 | 71.7394 | 0
|  |  | 18.9345 | 0 | -18.9345 | 0 | 0 | 0 | 0 | 0 | -18.9345 | 0 | 0 | 0 | 18.9345 | 50.701 | 0
|  |  | 15.4144 | 0 | -15.4144 | 0 | 0 | 0 | 0 | 0 | -15.4144 | 0 | 0 | 0 | 15.4144 | 33.5739 | 0
|  |  | 11.7376 | 0 | -11.7376 | 0 | 0 | 0 | 0 | 0 | -11.7376 | 0 | 0 | 0 | 11.7376 | 20.5321 | 0
|  |  | 16.1057 | 0 | -16.1057 | 0.60438 | 0 | 0 | 0 | 0 | -16.1057 | 0 | 0.60438 | 0 | 15.5014 | 3.3083 | 0
|  |  | 19.9504 | 0.057186 | -19.8932 | 16.9729 | 0 | 0 | 0 | 0.057186 | -19.8932 | 0 | 16.9729 | 0 | 2.9775 | 0 | 0.057186
|  |  | 26.3005 | 2.3058 | -23.9947 | 78.7956 | 0 | 0 | 0 | 2.3058 | -23.9947 | 52.495 | 26.3005 | 0 | 0 | 0 | 2.3058
|  |  | 31.0713 | 7.9802 | -23.0911 | 140.6686 | 0 | 0 | 0 | 7.9802 | -23.0911 | 109.5973 | 31.0713 | 0 | 0 | 0 | 7.9802
|  |  | 33.2435 | 14.6672 | -18.5764 | 189.1446 | 0 | 0 | 0 | 14.6672 | -18.5764 | 155.9011 | 33.2435 | 0 | 0 | 0 | 14.6672
|  |  | 33.9264 | 21.099 | -12.8274 | 220.9751 | 0 | 0 | 0 | 21.099 | -12.8274 | 187.0487 | 33.9264 | 0 | 0 | 0 | 21.099
|  |  | 35.3688 | 25.3611 | -10.0077 | 233.4655 | 0 | 0 | 0 | 25.3611 | -10.0077 | 198.0968 | 35.3688 | 0 | 0 | 0 | 25.3611
|  |  | 34.1685 | 22.8434 | -11.3251 | 228.6053 | 0 | 0 | 0 | 22.8434 | -11.3251 | 193.3037 | 34.1685 | 1.1331 | 0 | 1.0197 | 22.8434
|  |  | 35.1159 | 15.2647 | -19.8512 | 204.1029 | 0 | 0 | 0 | 15.2647 | -19.8512 | 0 | 35.1159 | 168.987 | 0 | 153.1081 | 15.2647
|  |  | 40.4938 | 6.661 | -33.8329 | 162.8542 | 0 | 0 | 0 | 6.661 | -33.8329 | 0 | 40.4938 | 122.3604 | 0 | 263.2324 | 6.661
|  |  | 46.2897 | 1.042 | -45.2476 | 107.2768 | 0 | 0 | 0 | 1.042 | -45.2476 | 0 | 46.2897 | 60.9871 | 0 | 318.1208 | 1.042
|  |  | 46.7678 | 0 | -46.7678 | 52.8577 | 0 | 0 | 0 | 0 | -46.7678 | 0 | 46.7678 | 6.09 | 0 | 323.6018 | 0
|  |  | 41.1187 | 0 | -41.1187 | 5.7416 | 0 | 0 | 0 | 0 | -41.1187 | 0 | 5.7416 | 0 | 35.3771 | 284.2939 | 0
|  |  | 30.6708 | 0 | -30.6708 | 0 | 0 | 0 | 0 | 0 | -30.6708 | 0 | 0 | 0 | 30.6708 | 250.2153 | 0
|  |  | 23.3615 | 0 | -23.3615 | 0 | 0 | 0 | 0 | 0 | -23.3615 | 0 | 0 | 0 | 23.3615 | 224.258 | 0
|  |  | 23.6941 | 0 | -23.6941 | 0 | 0 | 0 | 0 | 0 | -23.6941 | 0 | 0 | 0 | 23.6941 | 197.9312 | 0
|  |  | 24.2768 | 0 | -24.2768 | 0 | 0 | 0 | 0 | 0 | -24.2768 | 0 | 0 | 0 | 24.2768 | 170.9569 | 0
|  |  | 24.5562 | 0 | -24.5562 | 0 | 0 | 0 | 0 | 0 | -24.5562 | 0 | 0 | 0 | 24.5562 | 143.6723 | 0
|  |  | 24.0861 | 0 | -24.0861 | 0 | 0 | 0 | 0 | 0 | -24.0861 | 0 | 0 | 0 | 24.0861 | 116.91 | 0
|  |  | 22.6294 | 0 | -22.6294 | 0 | 0 | 0 | 0 | 0 | -22.6294 | 0 | 0 | 0 | 22.6294 | 91.7662 | 0
|  |  | 20.8758 | 0 | -20.8758 | 0 | 0 | 0 | 0 | 0 | -20.8758 | 0 | 0 | 0 | 20.8758 | 68.5709 | 0
|  |  | 18.9345 | 0 | -18.9345 | 0 | 0 | 0 | 0 | 0 | -18.9345 | 0 | 0 | 0 | 18.9345 | 47.5326 | 0
|  |  | 15.4144 | 0 | -15.4144 | 0 | 0 | 0 | 0 | 0 | -15.4144 | 0 | 0 | 0 | 15.4144 | 30.4055 | 0
|  |  | 11.7376 | 0 | -11.7376 | 0 | 0 | 0 | 0 | 0 | -11.7376 | 0 | 0 | 0 | 11.7376 | 17.3637 | 0
|  |  | 16.1057 | 0 | -16.1057 | 0.47846 | 0 | 0 | 0 | 0 | -16.1057 | 0 | 0.47846 | 0 | 15.6273 | 0 | 0
|  |  | 19.9504 | 0.12597 | -19.8244 | 20.02 | 0 | 0 | 0 | 0.12597 | -19.8244 | 0.069589 | 19.9504 | 0 | 0 | 0 | 0.12597
|  |  | 26.3005 | 2.5541 | -23.7464 | 53.5125 | 0 | 0 | 0 | 2.5541 | -23.7464 | 27.212 | 26.3005 | 0 | 0 | 0 | 2.5541
|  |  | 31.0713 | 8.8342 | -22.2371 | 85.0408 | 0 | 0 | 0 | 8.8342 | -22.2371 | 53.9695 | 31.0713 | 0 | 0 | 0 | 8.8342
|  |  | 33.2435 | 15.4381 | -17.8055 | 109.2914 | 0 | 0 | 0 | 15.4381 | -17.8055 | 76.0478 | 33.2435 | 0 | 0 | 0 | 15.4381
|  |  | 33.9264 | 20.8402 | -13.0862 | 121.2782 | 0 | 0 | 0 | 20.8402 | -13.0862 | 46.4125 | 33.9264 | 40.9393 | 0 | 36.8454 | 20.8402
|  |  | 35.3688 | 24.4638 | -10.905 | 125.8614 | 0 | 0 | 0 | 24.4638 | -10.905 | 0 | 35.3688 | 90.4926 | 0 | 118.2887 | 24.4638
|  |  | 34.1685 | 21.5368 | -12.6318 | 134.0456 | 0 | 0 | 0 | 21.5368 | -12.6318 | 0 | 34.1685 | 99.8771 | 0 | 208.1781 | 21.5368
|  |  | 35.1159 | 13.7341 | -21.3818 | 118.7096 | 0 | 0 | 0 | 13.7341 | -21.3818 | 0 | 35.1159 | 83.5937 | 0 | 283.4124 | 13.7341
|  |  | 40.4938 | 5.8008 | -34.693 | 99.4451 | 0 | 0 | 0 | 5.8008 | -34.693 | 0 | 40.4938 | 58.9512 | 0 | 336.4685 | 5.8008
|  |  | 46.2897 | 0.94795 | -45.3417 | 60.6391 | 0 | 0 | 0 | 0.94795 | -45.3417 | 0 | 46.2897 | 14.3494 | 0 | 349.383 | 0.94795
|  |  | 46.7678 | 0 | -46.7678 | 29.8914 | 0 | 0 | 0 | 0 | -46.7678 | 0 | 29.8914 | 0 | 16.8763 | 330.6315 | 0
|  |  | 41.1187 | 0 | -41.1187 | 2.1153 | 0 | 0 | 0 | 0 | -41.1187 | 0 | 2.1153 | 0 | 39.0034 | 287.2944 | 0
|  |  | 30.6708 | 0 | -30.6708 | 0 | 0 | 0 | 0 | 0 | -30.6708 | 0 | 0 | 0 | 30.6708 | 253.2158 | 0
|  |  | 23.3615 | 0 | -23.3615 | 0 | 0 | 0 | 0 | 0 | -23.3615 | 0 | 0 | 0 | 23.3615 | 227.2585 | 0
|  |  | 23.6941 | 0 | -23.6941 | 0 | 0 | 0 | 0 | 0 | -23.6941 | 0 | 0 | 0 | 23.6941 | 200.9317 | 0
|  |  | 24.2768 | 0 | -24.2768 | 0 | 0 | 0 | 0 | 0 | -24.2768 | 0 | 0 | 0 | 24.2768 | 173.9575 | 0
|  |  | 24.5562 | 0 | -24.5562 | 0 | 0 | 0 | 0 | 0 | -24.5562 | 0 | 0 | 0 | 24.5562 | 146.6728 | 0
|  |  | 24.0861 | 0 | -24.0861 | 0 | 0 | 0 | 0 | 0 | -24.0861 | 0 | 0 | 0 | 24.0861 | 119.9105 | 0
|  |  | 22.6294 | 0 | -22.6294 | 0 | 0 | 0 | 0 | 0 | -22.6294 | 0 | 0 | 0 | 22.6294 | 94.7668 | 0
|  |  | 20.8758 | 0 | -20.8758 | 0 | 0 | 0 | 0 | 0 | -20.8758 | 0 | 0 | 0 | 20.8758 | 71.5715 | 0
|  |  | 18.9345 | 0 | -18.9345 | 0 | 0 | 0 | 0 | 0 | -18.9345 | 0 | 0 | 0 | 18.9345 | 50.5331 | 0
|  |  | 15.4144 | 0 | -15.4144 | 0 | 0 | 0 | 0 | 0 | -15.4144 | 0 | 0 | 0 | 15.4144 | 33.406 | 0
|  |  | 11.7376 | 0 | -11.7376 | 0 | 0 | 0 | 0 | 0 | -11.7376 | 0 | 0 | 0 | 11.7376 | 20.3642 | 0
|  |  | 16.1057 | 0 | -16.1057 | 1.0577 | 0 | 0 | 0 | 0 | -16.1057 | 0 | 1.0577 | 0 | 15.0481 | 3.6441 | 0
|  |  | 19.9504 | 0.10281 | -19.8476 | 16.6707 | 0 | 0 | 0 | 0.10281 | -19.8476 | 0 | 16.6707 | 0 | 3.2797 | 0 | 0.10281
|  |  | 26.3005 | 2.0812 | -24.2193 | 64.0639 | 0 | 0 | 0 | 2.0812 | -24.2193 | 37.7634 | 26.3005 | 0 | 0 | 0 | 2.0812
|  |  | 31.0713 | 9.0986 | -21.9726 | 115.3855 | 0 | 0 | 0 | 9.0986 | -21.9726 | 84.3142 | 31.0713 | 0 | 0 | 0 | 9.0986
|  |  | 33.2435 | 19.376 | -13.8675 | 119.9435 | 0 | 0 | 0 | 19.376 | -13.8675 | 86.7 | 33.2435 | 0 | 0 | 0 | 19.376
|  |  | 33.9264 | 26.6821 | -7.2443 | 56.7358 | 0 | 0 | 0 | 26.6821 | -7.2443 | 22.8094 | 33.9264 | 0 | 0 | 0 | 26.6821
|  |  | 35.3688 | 26.744 | -8.6247 | 151.5725 | 0 | 0 | 0 | 26.744 | -8.6247 | 17.6516 | 35.3688 | 98.5521 | 0 | 88.6969 | 26.744
|  |  | 34.1685 | 21.4066 | -12.7619 | 149.2306 | 0 | 0 | 0 | 21.4066 | -12.7619 | 0 | 34.1685 | 115.062 | 0 | 192.2527 | 21.4066
|  |  | 35.1159 | 14.2619 | -20.854 | 94.3079 | 0 | 0 | 0 | 14.2619 | -20.854 | 0 | 35.1159 | 59.192 | 0 | 245.5255 | 14.2619
|  |  | 40.4938 | 6.4293 | -34.0645 | 101.6108 | 0 | 0 | 0 | 6.4293 | -34.0645 | 0 | 40.4938 | 61.1169 | 0 | 300.5308 | 6.4293
|  |  | 46.2897 | 1.2564 | -45.0332 | 73.7087 | 0 | 0 | 0 | 1.2564 | -45.0332 | 0 | 46.2897 | 27.4191 | 0 | 325.2079 | 1.2564
|  |  | 46.7678 | 0 | -46.7678 | 44.6483 | 0 | 0 | 0 | 0 | -46.7678 | 0 | 44.6483 | 0 | 2.1195 | 322.8529 | 0
|  |  | 41.1187 | 0 | -41.1187 | 9.0405 | 0 | 0 | 0 | 0 | -41.1187 | 0 | 9.0405 | 0 | 32.0782 | 287.2105 | 0
|  |  | 30.6708 | 0 | -30.6708 | 0 | 0 | 0 | 0 | 0 | -30.6708 | 0 | 0 | 0 | 30.6708 | 253.1319 | 0
|  |  | 23.3615 | 0 | -23.3615 | 0 | 0 | 0 | 0 | 0 | -23.3615 | 0 | 0 | 0 | 23.3615 | 227.1746 | 0
|  |  | 23.6941 | 0 | -23.6941 | 0 | 0 | 0 | 0 | 0 | -23.6941 | 0 | 0 | 0 | 23.6941 | 200.8478 | 0
|  |  | 24.2768 | 0 | -24.2768 | 0 | 0 | 0 | 0 | 0 | -24.2768 | 0 | 0 | 0 | 24.2768 | 173.8735 | 0
|  |  | 24.5562 | 0 | -24.5562 | 0 | 0 | 0 | 0 | 0 | -24.5562 | 0 | 0 | 0 | 24.5562 | 146.5889 | 0
|  |  | 24.0861 | 0 | -24.0861 | 0 | 0 | 0 | 0 | 0 | -24.0861 | 0 | 0 | 0 | 24.0861 | 119.8266 | 0
|  |  | 22.6294 | 0 | -22.6294 | 0 | 0 | 0 | 0 | 0 | -22.6294 | 0 | 0 | 0 | 22.6294 | 94.6828 | 0
|  |  | 20.8758 | 0 | -20.8758 | 0 | 0 | 0 | 0 | 0 | -20.8758 | 0 | 0 | 0 | 20.8758 | 71.4875 | 0
|  |  | 18.9345 | 0 | -18.9345 | 0 | 0 | 0 | 0 | 0 | -18.9345 | 0 | 0 | 0 | 18.9345 | 50.4492 | 0
|  |  | 15.4144 | 0 | -15.4144 | 0 | 0 | 0 | 0 | 0 | -15.4144 | 0 | 0 | 0 | 15.4144 | 33.322 | 0
|  |  | 11.7376 | 0 | -11.7376 | 0 | 0 | 0 | 0 | 0 | -11.7376 | 0 | 0 | 0 | 11.7376 | 20.2802 | 0
|  |  | 16.1057 | 0 | -16.1057 | 0.45328 | 0 | 0 | 0 | 0 | -16.1057 | 0 | 0.45328 | 0 | 15.6525 | 2.8886 | 0
|  |  | 19.9504 | 0.16035 | -19.79 | 17.3506 | 0 | 0 | 0 | 0.16035 | -19.79 | 0 | 17.3506 | 0 | 2.5997 | 0 | 0.16035
|  |  | 26.3005 | 2.704 | -23.5965 | 75.2448 | 0 | 0 | 0 | 2.704 | -23.5965 | 48.9443 | 26.3005 | 0 | 0 | 0 | 2.704
|  |  | 31.0713 | 9.6095 | -21.4618 | 152.9324 | 0 | 0 | 0 | 9.6095 | -21.4618 | 110.6522 | 31.0713 | 11.2089 | 0 | 10.088 | 9.6095
|  |  | 33.2435 | 18.9672 | -14.2764 | 196.9511 | 0 | 0 | 0 | 18.9672 | -14.2764 | 0 | 33.2435 | 163.7076 | 0 | 157.4249 | 18.9672
|  |  | 33.9264 | 25.8784 | -8.048 | 113.3206 | 0 | 0 | 0 | 25.8784 | -8.048 | 0 | 33.9264 | 79.3941 | 0 | 228.8796 | 25.8784
|  |  | 35.3688 | 27.1262 | -8.2426 | 122.915 | 0 | 0 | 0 | 27.1262 | -8.2426 | 0 | 35.3688 | 87.5463 | 0 | 307.6712 | 27.1262
|  |  | 34.1685 | 23.3766 | -10.792 | 120.4975 | 0 | 0 | 0 | 23.3766 | -10.792 | 0 | 34.1685 | 86.329 | 0 | 385.3673 | 23.3766
|  |  | 35.1159 | 15.988 | -19.1279 | 115.4107 | 0 | 0 | 0 | 15.988 | -19.1279 | 0 | 35.1159 | 80.2948 | 0 | 457.6326 | 15.988
|  |  | 40.4938 | 6.9965 | -33.4973 | 104.9097 | 0 | 0 | 0 | 6.9965 | -33.4973 | 0 | 40.4938 | 64.4158 | 0 | 515.6068 | 6.9965
|  |  | 46.2897 | 1.236 | -45.0537 | 77.6875 | 0 | 0 | 0 | 1.236 | -45.0537 | 0 | 46.2897 | 31.3979 | 0 | 543.8649 | 1.236
|  |  | 46.7678 | 0 | -46.7678 | 40.1155 | 0 | 0 | 0 | 0 | -46.7678 | 0 | 40.1155 | 0 | 6.6523 | 536.4735 | 0
|  |  | 41.1187 | 0 | -41.1187 | 2.1909 | 0 | 0 | 0 | 0 | -41.1187 | 0 | 2.1909 | 0 | 38.9278 | 493.2203 | 0
|  |  | 30.6708 | 0 | -30.6708 | 0 | 0 | 0 | 0 | 0 | -30.6708 | 0 | 0 | 0 | 30.6708 | 459.1417 | 0
|  |  | 23.3615 | 0 | -23.3615 | 0 | 0 | 0 | 0 | 0 | -23.3615 | 0 | 0 | 0 | 23.3615 | 433.1845 | 0
|  |  | 23.6941 | 0 | -23.6941 | 0 | 0 | 0 | 0 | 0 | -23.6941 | 0 | 0 | 0 | 23.6941 | 406.8577 | 0
|  |  | 24.2768 | 0 | -24.2768 | 0 | 0 | 0 | 0 | 0 | -24.2768 | 0 | 0 | 0 | 24.2768 | 379.8834 | 0
|  |  | 24.5562 | 0 | -24.5562 | 0 | 0 | 0 | 0 | 0 | -24.5562 | 0 | 0 | 0 | 24.5562 | 352.5988 | 0
|  |  | 30.2465 | 0 | -30.2465 | 0 | 0 | 0 | 0 | 0 | -30.2465 | 0 | 0 | 0 | 30.2465 | 318.9916 | 0
|  |  | 28.1491 | 0 | -28.1491 | 0 | 0 | 0 | 0 | 0 | -28.1491 | 0 | 0 | 0 | 28.1491 | 287.7148 | 0
|  |  | 25.2107 | 0 | -25.2107 | 0 | 0 | 0 | 0 | 0 | -25.2107 | 0 | 0 | 0 | 25.2107 | 259.7029 | 0
|  |  | 21.4417 | 0 | -21.4417 | 0 | 0 | 0 | 0 | 0 | -21.4417 | 0 | 0 | 0 | 21.4417 | 235.8788 | 0
|  |  | 17.5188 | 0 | -17.5188 | 0 | 0 | 0 | 0 | 0 | -17.5188 | 0 | 0 | 0 | 17.5188 | 216.4135 | 0
|  |  | 14.3414 | 0 | -14.3414 | 0 | 0 | 0 | 0 | 0 | -14.3414 | 0 | 0 | 0 | 14.3414 | 200.4786 | 0
|  |  | 11.6673 | 0 | -11.6673 | 0.12591 | 0 | 0 | 0 | 0 | -11.6673 | 0 | 0.12591 | 0 | 11.5414 | 187.6549 | 0
|  |  | 9.167 | 0.12563 | -9.0413 | 8.7635 | 0 | 0 | 0 | 0.12563 | -9.0413 | 0 | 8.7635 | 0 | 0.4035 | 187.2066 | 0.12563
|  |  | 7.1962 | 2.1917 | -5.0045 | 20.5236 | 0 | 0 | 0 | 2.1917 | -5.0045 | 0 | 7.1962 | 13.3274 | 0 | 199.2012 | 2.1917
|  |  | 6.03 | 7.4331 | 1.4031 | 29.3626 | 1.4031 | 0 | 1.2628 | 6.03 | 0 | 0 | 6.03 | 23.3326 | 0 | 220.2006 | 6.03
|  |  | 6.0645 | 14.2794 | 8.2149 | 34.8775 | 8.2149 | 0 | 8.6562 | 6.0645 | 0 | 0 | 6.0645 | 28.8131 | 0 | 246.1323 | 6.0645
|  |  | 6.9622 | 20.0604 | 13.0982 | 40.9465 | 13.0982 | 0 | 20.4446 | 6.9622 | 0 | 0 | 6.9622 | 33.9843 | 0 | 276.7182 | 6.9622
|  |  | 9.2104 | 22.827 | 13.6166 | 38.5542 | 13.6166 | 0 | 32.6995 | 9.2104 | 0 | 0 | 9.2104 | 29.3437 | 0 | 303.1276 | 9.2104
|  |  | 12.2202 | 21.3532 | 9.1329 | 52.7066 | 9.1329 | 0 | 40.9191 | 12.2202 | 0 | 0 | 12.2202 | 40.4864 | 0 | 339.5653 | 12.2202
|  |  | 15.3949 | 14.8004 | -0.59452 | 47.1665 | 0 | 0.59452 | 40.2586 | 14.8004 | 0 | 0 | 15.3949 | 31.7716 | 0 | 368.1598 | 14.8004
|  |  | 18.6761 | 6.3019 | -12.3742 | 34.8272 | 0 | 12.3742 | 26.5094 | 6.3019 | 0 | 0 | 18.6761 | 16.1511 | 0 | 382.6958 | 6.3019
|  |  | 22.1391 | 1.1757 | -20.9635 | 29.2367 | 0 | 20.9635 | 3.2167 | 1.1757 | 0 | 0 | 22.1391 | 7.0976 | 0 | 389.0836 | 1.1757
|  |  | 26.0591 | 0 | -26.0591 | 17.2751 | 0 | 2.895 | 0 | 0 | -23.1641 | 0 | 17.2751 | 0 | 8.784 | 379.3236 | 0
|  |  | 29.8278 | 0 | -29.8278 | 2.4679 | 0 | 0 | 0 | 0 | -29.8278 | 0 | 2.4679 | 0 | 27.36 | 348.9236 | 0
|  |  | 32.3465 | 0 | -32.3465 | 0 | 0 | 0 | 0 | 0 | -32.3465 | 0 | 0 | 0 | 32.3465 | 312.9831 | 0
|  |  | 33.6507 | 0 | -33.6507 | 0 | 0 | 0 | 0 | 0 | -33.6507 | 0 | 0 | 0 | 33.6507 | 275.5934 | 0
|  |  | 34.0882 | 0 | -34.0882 | 0 | 0 | 0 | 0 | 0 | -34.0882 | 0 | 0 | 0 | 34.0882 | 237.7176 | 0
|  |  | 33.501 | 0 | -33.501 | 0 | 0 | 0 | 0 | 0 | -33.501 | 0 | 0 | 0 | 33.501 | 200.4943 | 0
|  |  | 32.1465 | 0 | -32.1465 | 0 | 0 | 0 | 0 | 0 | -32.1465 | 0 | 0 | 0 | 32.1465 | 164.776 | 0
|  |  | 30.2465 | 0 | -30.2465 | 0 | 0 | 0 | 0 | 0 | -30.2465 | 0 | 0 | 0 | 30.2465 | 131.1688 | 0
|  |  | 28.1491 | 0 | -28.1491 | 0 | 0 | 0 | 0 | 0 | -28.1491 | 0 | 0 | 0 | 28.1491 | 99.892 | 0
|  |  | 25.2107 | 0 | -25.2107 | 0 | 0 | 0 | 0 | 0 | -25.2107 | 0 | 0 | 0 | 25.2107 | 71.8801 | 0
|  |  | 21.4417 | 0 | -21.4417 | 0 | 0 | 0 | 0 | 0 | -21.4417 | 0 | 0 | 0 | 21.4417 | 48.0561 | 0
|  |  | 17.5188 | 0 | -17.5188 | 0 | 0 | 0 | 0 | 0 | -17.5188 | 0 | 0 | 0 | 17.5188 | 28.5907 | 0
|  |  | 14.3414 | 0 | -14.3414 | 0 | 0 | 0 | 0 | 0 | -14.3414 | 0 | 0 | 0 | 14.3414 | 12.6558 | 0
|  |  | 11.6673 | 0 | -11.6673 | 0.27701 | 0 | 0 | 0 | 0 | -11.6673 | 0 | 0.27701 | 0 | 11.3903 | 0 | 0
|  |  | 9.167 | 0.20515 | -8.9618 | 17.0233 | 0 | 0 | 0 | 0.20515 | -8.9618 | 7.8563 | 9.167 | 0 | 0 | 0 | 0.20515
|  |  | 7.1962 | 2.9911 | -4.2051 | 59.1785 | 0 | 0 | 0 | 2.9911 | -4.2051 | 51.9823 | 7.1962 | 0 | 0 | 0 | 2.9911
|  |  | 6.03 | 9.8755 | 3.8455 | 97.909 | 3.8455 | 0 | 3.461 | 6.03 | 0 | 56.9502 | 6.03 | 34.9288 | 0 | 31.4359 | 6.03
|  |  | 6.0645 | 18.6213 | 12.5568 | 128.707 | 12.5568 | 0 | 14.7621 | 6.0645 | 0 | 0 | 6.0645 | 122.6425 | 0 | 141.8141 | 6.0645
|  |  | 6.9622 | 25.139 | 18.1768 | 151.497 | 18.1768 | 0 | 31.1213 | 6.9622 | 0 | 0 | 6.9622 | 144.5348 | 0 | 271.8955 | 6.9622
|  |  | 9.2104 | 26.6706 | 17.4602 | 160.2856 | 17.4602 | 0 | 46.8355 | 9.2104 | 0 | 0 | 9.2104 | 151.0752 | 0 | 407.8631 | 9.2104
|  |  | 12.2202 | 24.7367 | 12.5165 | 156.2313 | 12.5165 | 0 | 58.1003 | 12.2202 | 0 | 0 | 12.2202 | 144.011 | 0 | 537.4731 | 12.2202
|  |  | 15.3949 | 17.6872 | 2.2923 | 145.5288 | 2.2923 | 0 | 60.1634 | 15.3949 | 0 | 0 | 15.3949 | 130.1338 | 0 | 654.5935 | 15.3949
|  |  | 18.6761 | 7.5837 | -11.0924 | 113.1946 | 0 | 11.0924 | 47.8386 | 7.5837 | 0 | 0 | 18.6761 | 94.5186 | 0 | 739.6602 | 7.5837
|  |  | 22.1391 | 1.5699 | -20.5692 | 83.7061 | 0 | 20.5692 | 24.9839 | 1.5699 | 0 | 0 | 22.1391 | 61.567 | 0 | 795.0705 | 1.5699
|  |  | 26.0591 | 0 | -26.0591 | 43.087 | 0 | 22.4855 | 0 | 0 | -3.5737 | 0 | 26.0591 | 17.0279 | 0 | 810.3956 | 0
|  |  | 29.8278 | 0 | -29.8278 | 7.0511 | 0 | 0 | 0 | 0 | -29.8278 | 0 | 7.0511 | 0 | 22.7768 | 785.0881 | 0
|  |  | 32.3465 | 0 | -32.3465 | 0 | 0 | 0 | 0 | 0 | -32.3465 | 0 | 0 | 0 | 32.3465 | 749.1476 | 0
|  |  | 33.6507 | 0 | -33.6507 | 0 | 0 | 0 | 0 | 0 | -33.6507 | 0 | 0 | 0 | 33.6507 | 711.7579 | 0
|  |  | 34.0882 | 0 | -34.0882 | 0 | 0 | 0 | 0 | 0 | -34.0882 | 0 | 0 | 0 | 34.0882 | 673.8821 | 0
|  |  | 33.501 | 0 | -33.501 | 0 | 0 | 0 | 0 | 0 | -33.501 | 0 | 0 | 0 | 33.501 | 636.6588 | 0
|  |  | 32.1465 | 0 | -32.1465 | 0 | 0 | 0 | 0 | 0 | -32.1465 | 0 | 0 | 0 | 32.1465 | 600.9405 | 0
|  |  | 24.0861 | 0 | -24.0861 | 0 | 0 | 0 | 0 | 0 | -24.0861 | 0 | 0 | 0 | 24.0861 | 574.1782 | 0
|  |  | 22.6294 | 0 | -22.6294 | 0 | 0 | 0 | 0 | 0 | -22.6294 | 0 | 0 | 0 | 22.6294 | 549.0344 | 0
|  |  | 20.8758 | 0 | -20.8758 | 0 | 0 | 0 | 0 | 0 | -20.8758 | 0 | 0 | 0 | 20.8758 | 525.8391 | 0
|  |  | 18.9345 | 0 | -18.9345 | 0 | 0 | 0 | 0 | 0 | -18.9345 | 0 | 0 | 0 | 18.9345 | 504.8007 | 0
|  |  | 15.4144 | 0 | -15.4144 | 0 | 0 | 0 | 0 | 0 | -15.4144 | 0 | 0 | 0 | 15.4144 | 487.6736 | 0
|  |  | 11.7376 | 0 | -11.7376 | 0 | 0 | 0 | 0 | 0 | -11.7376 | 0 | 0 | 0 | 11.7376 | 474.6318 | 0
|  |  | 16.1057 | 0 | -16.1057 | 0.55401 | 0 | 0 | 0 | 0 | -16.1057 | 0 | 0.55401 | 0 | 15.5517 | 457.3521 | 0
|  |  | 19.9504 | 0.20743 | -19.7429 | 21.4302 | 0 | 0 | 0 | 0.20743 | -19.7429 | 0 | 19.9504 | 1.4798 | 0 | 458.6839 | 0.20743
|  |  | 26.3005 | 3.2294 | -23.0711 | 89.2462 | 0 | 0 | 0 | 3.2294 | -23.0711 | 0 | 26.3005 | 62.9457 | 0 | 515.335 | 3.2294
|  |  | 31.0713 | 11.2181 | -19.8532 | 147.0901 | 0 | 0 | 0 | 11.2181 | -19.8532 | 0 | 31.0713 | 116.0188 | 0 | 619.752 | 11.2181
|  |  | 33.2435 | 21.6446 | -11.5989 | 203.2467 | 0 | 0 | 0 | 21.6446 | -11.5989 | 0 | 33.2435 | 170.0032 | 0 | 772.7548 | 21.6446
|  |  | 33.9264 | 28.314 | -5.6124 | 128.7322 | 0 | 0 | 0 | 28.314 | -5.6124 | 0 | 33.9264 | 94.8057 | 0 | 858.08 | 28.314
|  |  | 35.3688 | 28.0819 | -7.2869 | 146.4605 | 0 | 0 | 0 | 28.0819 | -7.2869 | 0 | 35.3688 | 111.0917 | 0 | 958.0625 | 28.0819
|  |  | 34.1685 | 23.773 | -10.3955 | 148.7773 | 0 | 0 | 0 | 23.773 | -10.3955 | 0 | 34.1685 | 114.6088 | 0 | 1061.2104 | 23.773
|  |  | 35.1159 | 16.1 | -19.0159 | 126.0125 | 0 | 0 | 0 | 16.1 | -19.0159 | 0 | 35.1159 | 90.8966 | 0 | 1143.0173 | 16.1
|  |  | 40.4938 | 7.069 | -33.4249 | 106.7228 | 0 | 0 | 0 | 7.069 | -33.4249 | 0 | 40.4938 | 66.2289 | 0 | 1202.6234 | 7.069
|  |  | 46.2897 | 1.5368 | -44.7529 | 73.885 | 0 | 0 | 0 | 1.5368 | -44.7529 | 0 | 46.2897 | 27.5953 | 0 | 1227.4592 | 1.5368
|  |  | 46.7678 | 0.011307 | -46.7565 | 44.5224 | 0 | 0 | 0 | 0.011307 | -46.7565 | 0 | 44.5224 | 0 | 2.2454 | 1224.9643 | 0.011307
|  |  | 41.1187 | 0 | -41.1187 | 8.7886 | 0 | 0 | 0 | 0 | -41.1187 | 0 | 8.7886 | 0 | 32.33 | 1189.042 | 0
|  |  | 30.6708 | 0 | -30.6708 | 0 | 0 | 0 | 0 | 0 | -30.6708 | 0 | 0 | 0 | 30.6708 | 1154.9634 | 0
|  |  | 23.3615 | 0 | -23.3615 | 0 | 0 | 0 | 0 | 0 | -23.3615 | 0 | 0 | 0 | 23.3615 | 1129.0062 | 0
|  |  | 23.6941 | 0 | -23.6941 | 0 | 0 | 0 | 0 | 0 | -23.6941 | 0 | 0 | 0 | 23.6941 | 1102.6794 | 0
|  |  | 24.2768 | 0 | -24.2768 | 0 | 0 | 0 | 0 | 0 | -24.2768 | 0 | 0 | 0 | 24.2768 | 1075.7051 | 0
|  |  | 24.5562 | 0 | -24.5562 | 0 | 0 | 0 | 0 | 0 | -24.5562 | 0 | 0 | 0 | 24.5562 | 1048.4205 | 0
|  |  | 24.0861 | 0 | -24.0861 | 0 | 0 | 0 | 0 | 0 | -24.0861 | 0 | 0 | 0 | 24.0861 | 1021.6581 | 0
|  |  | 22.6294 | 0 | -22.6294 | 0 | 0 | 0 | 0 | 0 | -22.6294 | 0 | 0 | 0 | 22.6294 | 996.5144 | 0
|  |  | 20.8758 | 0 | -20.8758 | 0 | 0 | 0 | 0 | 0 | -20.8758 | 0 | 0 | 0 | 20.8758 | 973.3191 | 0
|  |  | 18.9345 | 0 | -18.9345 | 0 | 0 | 0 | 0 | 0 | -18.9345 | 0 | 0 | 0 | 18.9345 | 952.2807 | 0
|  |  | 15.4144 | 0 | -15.4144 | 0 | 0 | 0 | 0 | 0 | -15.4144 | 0 | 0 | 0 | 15.4144 | 935.1536 | 0
|  |  | 11.7376 | 0 | -11.7376 | 0 | 0 | 0 | 0 | 0 | -11.7376 | 0 | 0 | 0 | 11.7376 | 922.1118 | 0
|  |  | 16.1057 | 0 | -16.1057 | 0.30219 | 0 | 0 | 0 | 0 | -16.1057 | 0 | 0.30219 | 0 | 15.8036 | 904.5523 | 0
|  |  | 19.9504 | 0.25225 | -19.6981 | 20.1711 | 0 | 0 | 0 | 0.25225 | -19.6981 | 0 | 19.9504 | 0.22068 | 0 | 904.7509 | 0.25225
|  |  | 26.3005 | 3.1087 | -23.1918 | 56.3077 | 0 | 0 | 0 | 3.1087 | -23.1918 | 0 | 26.3005 | 30.0072 | 0 | 931.7574 | 3.1087
|  |  | 31.0713 | 10.3862 | -20.6851 | 26.0637 | 0 | 0 | 0 | 10.3862 | -20.6851 | 0 | 26.0637 | 0 | 5.0076 | 926.1934 | 10.3862
|  |  | 33.2435 | 20.3266 | -12.917 | 58.0957 | 0 | 0 | 0 | 20.3266 | -12.917 | 0 | 33.2435 | 24.8521 | 0 | 948.5603 | 20.3266
|  |  | 33.9264 | 26.6413 | -7.2852 | 75.3708 | 0 | 0 | 0 | 26.6413 | -7.2852 | 0 | 33.9264 | 41.4443 | 0 | 985.8602 | 26.6413
|  |  | 35.3688 | 27.1297 | -8.2391 | 147.9966 | 0 | 0 | 0 | 27.1297 | -8.2391 | 0 | 35.3688 | 112.6279 | 0 | 1087.2253 | 27.1297
|  |  | 34.1685 | 23.2517 | -10.9169 | 126.1384 | 0 | 0 | 0 | 23.2517 | -10.9169 | 0 | 34.1685 | 91.9698 | 0 | 1169.9982 | 23.2517
|  |  | 35.1159 | 16.2522 | -18.8637 | 80.0295 | 0 | 0 | 0 | 16.2522 | -18.8637 | 0 | 35.1159 | 44.9136 | 0 | 1210.4204 | 16.2522
|  |  | 40.4938 | 7.8697 | -32.6241 | 55.7537 | 0 | 0 | 0 | 7.8697 | -32.6241 | 0 | 40.4938 | 15.2599 | 0 | 1224.1543 | 7.8697
|  |  | 46.2897 | 1.5838 | -44.7059 | 49.9618 | 0 | 0 | 0 | 1.5838 | -44.7059 | 0 | 46.2897 | 3.6721 | 0 | 1227.4592 | 1.5838
|  |  | 46.7678 | 0 | -46.7678 | 32.5356 | 0 | 0 | 0 | 0 | -46.7678 | 0 | 32.5356 | 0 | 14.2322 | 1211.6456 | 0
|  |  | 41.1187 | 0 | -41.1187 | 6.3963 | 0 | 0 | 0 | 0 | -41.1187 | 0 | 6.3963 | 0 | 34.7224 | 1173.0652 | 0
|  |  | 30.6708 | 0 | -30.6708 | 0 | 0 | 0 | 0 | 0 | -30.6708 | 0 | 0 | 0 | 30.6708 | 1138.9866 | 0
|  |  | 23.3615 | 0 | -23.3615 | 0 | 0 | 0 | 0 | 0 | -23.3615 | 0 | 0 | 0 | 23.3615 | 1113.0294 | 0
|  |  | 23.6941 | 0 | -23.6941 | 0 | 0 | 0 | 0 | 0 | -23.6941 | 0 | 0 | 0 | 23.6941 | 1086.7026 | 0
|  |  | 24.2768 | 0 | -24.2768 | 0 | 0 | 0 | 0 | 0 | -24.2768 | 0 | 0 | 0 | 24.2768 | 1059.7283 | 0
|  |  | 24.5562 | 0 | -24.5562 | 0 | 0 | 0 | 0 | 0 | -24.5562 | 0 | 0 | 0 | 24.5562 | 1032.4437 | 0
|  |  | 24.0861 | 0 | -24.0861 | 0 | 0 | 0 | 0 | 0 | -24.0861 | 0 | 0 | 0 | 24.0861 | 1005.6813 | 0
|  |  | 22.6294 | 0 | -22.6294 | 0 | 0 | 0 | 0 | 0 | -22.6294 | 0 | 0 | 0 | 22.6294 | 980.5376 | 0
|  |  | 20.8758 | 0 | -20.8758 | 0 | 0 | 0 | 0 | 0 | -20.8758 | 0 | 0 | 0 | 20.8758 | 957.3423 | 0
|  |  | 18.9345 | 0 | -18.9345 | 0 | 0 | 0 | 0 | 0 | -18.9345 | 0 | 0 | 0 | 18.9345 | 936.3039 | 0
|  |  | 15.4144 | 0 | -15.4144 | 0 | 0 | 0 | 0 | 0 | -15.4144 | 0 | 0 | 0 | 15.4144 | 919.1768 | 0
|  |  | 11.7376 | 0 | -11.7376 | 0 | 0 | 0 | 0 | 0 | -11.7376 | 0 | 0 | 0 | 11.7376 | 906.135 | 0
|  |  | 16.1057 | 0 | -16.1057 | 0.25182 | 0 | 0 | 0 | 0 | -16.1057 | 0 | 0.25182 | 0 | 15.8539 | 888.5195 | 0
|  |  | 19.9504 | 0.29527 | -19.6551 | 4.9106 | 0 | 0 | 0 | 0.29527 | -19.6551 | 0 | 4.9106 | 0 | 15.0398 | 871.8086 | 0.29527
|  |  | 26.3005 | 3.0201 | -23.2804 | 12.1631 | 0 | 0 | 0 | 3.0201 | -23.2804 | 0 | 12.1631 | 0 | 14.1374 | 856.1003 | 3.0201
|  |  | 31.0713 | 9.3413 | -21.7299 | 18.2068 | 0 | 0 | 0 | 9.3413 | -21.7299 | 0 | 18.2068 | 0 | 12.8644 | 841.8065 | 9.3413
|  |  | 33.2435 | 17.7108 | -15.5328 | 22.4123 | 0 | 0 | 0 | 17.7108 | -15.5328 | 0 | 22.4123 | 0 | 10.8313 | 829.7718 | 17.7108
|  |  | 33.9264 | 23.5732 | -10.3532 | 28.2798 | 0 | 0 | 0 | 23.5732 | -10.3532 | 0 | 28.2798 | 0 | 5.6467 | 823.4977 | 23.5732
|  |  | 35.3688 | 26.3744 | -8.9944 | 27.3984 | 0 | 0 | 0 | 26.3744 | -8.9944 | 0 | 27.3984 | 0 | 7.9704 | 814.6417 | 26.3744
|  |  | 34.1685 | 24.4364 | -9.7322 | 26.1141 | 0 | 0 | 0 | 24.4364 | -9.7322 | 0 | 26.1141 | 0 | 8.0544 | 805.6923 | 24.4364
|  |  | 35.1159 | 17.2186 | -17.8973 | 25.132 | 0 | 0 | 0 | 17.2186 | -17.8973 | 0 | 25.132 | 0 | 9.9839 | 794.5991 | 17.2186
|  |  | 40.4938 | 8.6264 | -31.8674 | 19.5919 | 0 | 0 | 0 | 8.6264 | -31.8674 | 0 | 19.5919 | 0 | 20.902 | 771.3747 | 8.6264
|  |  | 46.2897 | 1.9601 | -44.3296 | 15.1094 | 0 | 0 | 0 | 1.9601 | -44.3296 | 0 | 15.1094 | 0 | 31.1803 | 736.7299 | 1.9601
|  |  | 46.7678 | 0.011285 | -46.7565 | 9.1916 | 0 | 0 | 0 | 0.011285 | -46.7565 | 0 | 9.1916 | 0 | 37.5762 | 694.9786 | 0.011285
|  |  | 41.1187 | 0 | -41.1187 | 2.6441 | 0 | 0 | 0 | 0 | -41.1187 | 0 | 2.6441 | 0 | 38.4745 | 652.2291 | 0
|  |  | 30.6708 | 0 | -30.6708 | 0 | 0 | 0 | 0 | 0 | -30.6708 | 0 | 0 | 0 | 30.6708 | 618.1505 | 0
|  |  | 23.3615 | 0 | -23.3615 | 0 | 0 | 0 | 0 | 0 | -23.3615 | 0 | 0 | 0 | 23.3615 | 592.1932 | 0
|  |  | 23.6941 | 0 | -23.6941 | 0 | 0 | 0 | 0 | 0 | -23.6941 | 0 | 0 | 0 | 23.6941 | 565.8664 | 0
|  |  | 24.2768 | 0 | -24.2768 | 0 | 0 | 0 | 0 | 0 | -24.2768 | 0 | 0 | 0 | 24.2768 | 538.8921 | 0
|  |  | 24.5562 | 0 | -24.5562 | 0 | 0 | 0 | 0 | 0 | -24.5562 | 0 | 0 | 0 | 24.5562 | 511.6075 | 0
|  |  | 24.0861 | 0 | -24.0861 | 0 | 0 | 0 | 0 | 0 | -24.0861 | 0 | 0 | 0 | 24.0861 | 484.8452 | 0
|  |  | 22.6294 | 0 | -22.6294 | 0 | 0 | 0 | 0 | 0 | -22.6294 | 0 | 0 | 0 | 22.6294 | 459.7014 | 0
|  |  | 20.8758 | 0 | -20.8758 | 0 | 0 | 0 | 0 | 0 | -20.8758 | 0 | 0 | 0 | 20.8758 | 436.5061 | 0
|  |  | 18.9345 | 0 | -18.9345 | 0 | 0 | 0 | 0 | 0 | -18.9345 | 0 | 0 | 0 | 18.9345 | 415.4678 | 0
|  |  | 15.4144 | 0 | -15.4144 | 0 | 0 | 0 | 0 | 0 | -15.4144 | 0 | 0 | 0 | 15.4144 | 398.3407 | 0
|  |  | 11.7376 | 0 | -11.7376 | 0 | 0 | 0 | 0 | 0 | -11.7376 | 0 | 0 | 0 | 11.7376 | 385.2989 | 0
|  |  | 16.1057 | 0 | -16.1057 | 0.17628 | 0 | 0 | 0 | 0 | -16.1057 | 0 | 0.17628 | 0 | 15.9295 | 367.5994 | 0
|  |  | 19.9504 | 0.23981 | -19.7106 | 5.4394 | 0 | 0 | 0 | 0.23981 | -19.7106 | 0 | 5.4394 | 0 | 14.511 | 351.4761 | 0.23981
|  |  | 26.3005 | 3.447 | -22.8535 | 16.1922 | 0 | 0 | 0 | 3.447 | -22.8535 | 0 | 16.1922 | 0 | 10.1083 | 340.2447 | 3.447
|  |  | 31.0713 | 12.0755 | -18.9957 | 32.9889 | 0 | 0 | 0 | 12.0755 | -18.9957 | 0 | 31.0713 | 1.9176 | 0 | 341.9705 | 12.0755
|  |  | 33.2435 | 22.9389 | -10.3046 | 38.9571 | 0 | 0 | 0 | 22.9389 | -10.3046 | 0 | 33.2435 | 5.7135 | 0 | 347.1127 | 22.9389
|  |  | 33.9264 | 31.3364 | -2.59 | 43.2129 | 0 | 0 | 0 | 31.3364 | -2.59 | 0 | 33.9264 | 9.2865 | 0 | 355.4705 | 31.3364
|  |  | 35.3688 | 32.3354 | -3.0333 | 52.3289 | 0 | 0 | 0 | 32.3354 | -3.0333 | 0 | 35.3688 | 16.9601 | 0 | 370.7347 | 32.3354
|  |  | 34.1685 | 28.0349 | -6.1337 | 53.9658 | 0 | 0 | 0 | 28.0349 | -6.1337 | 0 | 34.1685 | 19.7972 | 0 | 388.5522 | 28.0349
|  |  | 35.1159 | 21.0411 | -14.0748 | 41.9034 | 0 | 0 | 0 | 21.0411 | -14.0748 | 0 | 35.1159 | 6.7875 | 0 | 394.6609 | 21.0411
|  |  | 40.4938 | 10.5212 | -29.9727 | 35.3308 | 0 | 0 | 0 | 10.5212 | -29.9727 | 0 | 35.3308 | 0 | 5.163 | 388.9243 | 10.5212
|  |  | 46.2897 | 2.5129 | -43.7768 | 24.9305 | 0 | 0 | 0 | 2.5129 | -43.7768 | 0 | 24.9305 | 0 | 21.3592 | 365.1919 | 2.5129
|  |  | 46.7678 | 0.067515 | -46.7003 | 16.0412 | 0 | 0 | 0 | 0.067515 | -46.7003 | 0 | 16.0412 | 0 | 30.7266 | 331.0512 | 0.067515
|  |  | 41.1187 | 0 | -41.1187 | 4.8098 | 0 | 0 | 0 | 0 | -41.1187 | 0 | 4.8098 | 0 | 36.3089 | 290.708 | 0
|  |  | 30.6708 | 0 | -30.6708 | 0 | 0 | 0 | 0 | 0 | -30.6708 | 0 | 0 | 0 | 30.6708 | 256.6294 | 0
|  |  | 23.3615 | 0 | -23.3615 | 0 | 0 | 0 | 0 | 0 | -23.3615 | 0 | 0 | 0 | 23.3615 | 230.6722 | 0
|  |  | 23.6941 | 0 | -23.6941 | 0 | 0 | 0 | 0 | 0 | -23.6941 | 0 | 0 | 0 | 23.6941 | 204.3453 | 0
|  |  | 24.2768 | 0 | -24.2768 | 0 | 0 | 0 | 0 | 0 | -24.2768 | 0 | 0 | 0 | 24.2768 | 177.3711 | 0
|  |  | 24.5562 | 0 | -24.5562 | 0 | 0 | 0 | 0 | 0 | -24.5562 | 0 | 0 | 0 | 24.5562 | 150.0865 | 0
|  |  | 24.0861 | 0 | -24.0861 | 0 | 0 | 0 | 0 | 0 | -24.0861 | 0 | 0 | 0 | 24.0861 | 123.3241 | 0
|  |  | 22.6294 | 0 | -22.6294 | 0 | 0 | 0 | 0 | 0 | -22.6294 | 0 | 0 | 0 | 22.6294 | 98.1804 | 0
|  |  | 20.8758 | 0 | -20.8758 | 0 | 0 | 0 | 0 | 0 | -20.8758 | 0 | 0 | 0 | 20.8758 | 74.9851 | 0
|  |  | 18.9345 | 0 | -18.9345 | 0 | 0 | 0 | 0 | 0 | -18.9345 | 0 | 0 | 0 | 18.9345 | 53.9467 | 0
|  |  | 15.4144 | 0 | -15.4144 | 0 | 0 | 0 | 0 | 0 | -15.4144 | 0 | 0 | 0 | 15.4144 | 36.8196 | 0
|  |  | 11.7376 | 0 | -11.7376 | 0 | 0 | 0 | 0 | 0 | -11.7376 | 0 | 0 | 0 | 11.7376 | 23.7778 | 0
|  |  | 16.1057 | 0 | -16.1057 | 0.32737 | 0 | 0 | 0 | 0 | -16.1057 | 0 | 0.32737 | 0 | 15.7784 | 6.2462 | 0
|  |  | 19.9504 | 0.30559 | -19.6448 | 14.3288 | 0 | 0 | 0 | 0.30559 | -19.6448 | 0 | 14.3288 | 0 | 5.6216 | 0 | 0.30559
|  |  | 26.3005 | 3.4427 | -22.8578 | 66.2296 | 0 | 0 | 0 | 3.4427 | -22.8578 | 39.929 | 26.3005 | 0 | 0 | 0 | 3.4427
|  |  | 31.0713 | 10.7163 | -20.355 | 117.8534 | 0 | 0 | 0 | 10.7163 | -20.355 | 86.7821 | 31.0713 | 0 | 0 | 0 | 10.7163
|  |  | 33.2435 | 20.0638 | -13.1797 | 161.2426 | 0 | 0 | 0 | 20.0638 | -13.1797 | 127.999 | 33.2435 | 0 | 0 | 0 | 20.0638
|  |  | 33.9264 | 26.4315 | -7.4949 | 191.8139 | 0 | 0 | 0 | 26.4315 | -7.4949 | 157.8875 | 33.9264 | 0 | 0 | 0 | 26.4315
|  |  | 35.3688 | 27.5267 | -7.8421 | 205.0598 | 0 | 0 | 0 | 27.5267 | -7.8421 | 169.6911 | 35.3688 | 0 | 0 | 0 | 27.5267
|  |  | 34.1685 | 23.9849 | -10.1836 | 202.7179 | 0 | 0 | 0 | 23.9849 | -10.1836 | 108.3366 | 34.1685 | 60.2127 | 0 | 54.1915 | 23.9849
|  |  | 35.1159 | 18.0235 | -17.0924 | 184.8888 | 0 | 0 | 0 | 18.0235 | -17.0924 | 0 | 35.1159 | 149.7729 | 0 | 188.987 | 18.0235
|  |  | 40.4938 | 9.8148 | -30.679 | 150.4645 | 0 | 0 | 0 | 9.8148 | -30.679 | 0 | 40.4938 | 109.9707 | 0 | 287.9607 | 9.8148
|  |  | 46.2897 | 2.242 | -44.0476 | 103.0462 | 0 | 0 | 0 | 2.242 | -44.0476 | 0 | 46.2897 | 56.7565 | 0 | 339.0415 | 2.242
|  |  | 46.7678 | 0.045589 | -46.7222 | 48.6775 | 0 | 0 | 0 | 0.045589 | -46.7222 | 0 | 46.7678 | 1.9097 | 0 | 340.7602 | 0.045589
|  |  | 41.1187 | 0 | -41.1187 | 9.3678 | 0 | 0 | 0 | 0 | -41.1187 | 0 | 9.3678 | 0 | 31.7509 | 305.4815 | 0
|  |  | 30.6708 | 0 | -30.6708 | 0 | 0 | 0 | 0 | 0 | -30.6708 | 0 | 0 | 0 | 30.6708 | 271.4029 | 0
|  |  | 23.3615 | 0 | -23.3615 | 0 | 0 | 0 | 0 | 0 | -23.3615 | 0 | 0 | 0 | 23.3615 | 245.4456 | 0
|  |  | 23.6941 | 0 | -23.6941 | 0 | 0 | 0 | 0 | 0 | -23.6941 | 0 | 0 | 0 | 23.6941 | 219.1188 | 0
|  |  | 24.2768 | 0 | -24.2768 | 0 | 0 | 0 | 0 | 0 | -24.2768 | 0 | 0 | 0 | 24.2768 | 192.1445 | 0
|  |  | 24.5562 | 0 | -24.5562 | 0 | 0 | 0 | 0 | 0 | -24.5562 | 0 | 0 | 0 | 24.5562 | 164.8599 | 0
|  |  | 30.2465 | 0 | -30.2465 | 0 | 0 | 0 | 0 | 0 | -30.2465 | 0 | 0 | 0 | 30.2465 | 131.2528 | 0
|  |  | 28.1491 | 0 | -28.1491 | 0 | 0 | 0 | 0 | 0 | -28.1491 | 0 | 0 | 0 | 28.1491 | 99.976 | 0
|  |  | 25.2107 | 0 | -25.2107 | 0 | 0 | 0 | 0 | 0 | -25.2107 | 0 | 0 | 0 | 25.2107 | 71.9641 | 0
|  |  | 21.4417 | 0 | -21.4417 | 0 | 0 | 0 | 0 | 0 | -21.4417 | 0 | 0 | 0 | 21.4417 | 48.14 | 0
|  |  | 17.5188 | 0 | -17.5188 | 0 | 0 | 0 | 0 | 0 | -17.5188 | 0 | 0 | 0 | 17.5188 | 28.6746 | 0
|  |  | 14.3414 | 0 | -14.3414 | 0 | 0 | 0 | 0 | 0 | -14.3414 | 0 | 0 | 0 | 14.3414 | 12.7398 | 0
|  |  | 11.6673 | 0 | -11.6673 | 0.20146 | 0 | 0 | 0 | 0 | -11.6673 | 0 | 0.20146 | 0 | 11.4658 | 0 | 0
|  |  | 9.167 | 0.38489 | -8.7821 | 17.7284 | 0 | 0 | 0 | 0.38489 | -8.7821 | 8.5614 | 9.167 | 0 | 0 | 0 | 0.38489
|  |  | 7.1962 | 4.6944 | -2.5018 | 36.3129 | 0 | 0 | 0 | 4.6944 | -2.5018 | 29.1167 | 7.1962 | 0 | 0 | 0 | 4.6944
|  |  | 6.03 | 15.16 | 9.13 | 88.9944 | 9.13 | 0 | 8.217 | 6.03 | 0 | 82.9644 | 6.03 | 0 | 0 | 0 | 6.03
|  |  | 6.0645 | 26.7458 | 20.6814 | 133.3909 | 20.6814 | 0 | 26.8302 | 6.0645 | 0 | 127.3264 | 6.0645 | 0 | 0 | 0 | 6.0645
|  |  | 6.9622 | 34.3228 | 27.3606 | 133.3405 | 27.3606 | 0 | 51.4547 | 6.9622 | 0 | 66.3159 | 6.9622 | 60.0624 | 0 | 54.0562 | 6.9622
|  |  | 9.2104 | 35.8419 | 26.6315 | 143.8919 | 26.6315 | 0 | 75.4231 | 9.2104 | 0 | 0 | 9.2104 | 134.6815 | 0 | 175.2695 | 9.2104
|  |  | 12.2202 | 30.6067 | 18.3865 | 114.8567 | 18.3865 | 0 | 91.9709 | 12.2202 | 0 | 0 | 12.2202 | 102.6364 | 0 | 267.6423 | 12.2202
|  |  | 15.3949 | 21.7687 | 6.3738 | 118.0045 | 6.3738 | 0 | 97.7073 | 15.3949 | 0 | 0 | 15.3949 | 102.6095 | 0 | 359.9909 | 15.3949
|  |  | 18.6761 | 11.0125 | -7.6636 | 76.2521 | 0 | 7.6636 | 89.1922 | 11.0125 | 0 | 0 | 18.6761 | 57.5761 | 0 | 411.8094 | 11.0125
|  |  | 22.1391 | 2.5152 | -19.6239 | 59.7829 | 0 | 19.6239 | 67.3879 | 2.5152 | 0 | 0 | 22.1391 | 37.6438 | 0 | 445.6888 | 2.5152
|  |  | 26.0591 | 0.079297 | -25.9798 | 21.9842 | 0 | 25.9798 | 38.5214 | 0.079297 | 0 | 0 | 21.9842 | 0 | 4.0749 | 441.1611 | 0.079297
|  |  | 29.8278 | 0 | -29.8278 | 2.1153 | 0 | 29.8278 | 5.3793 | 0 | 0 | 0 | 2.1153 | 0 | 27.7125 | 410.3694 | 0
|  |  | 32.3465 | 0 | -32.3465 | 0 | 0 | 4.8414 | 0 | 0 | -27.5051 | 0 | 0 | 0 | 32.3465 | 374.4288 | 0
|  |  | 33.6507 | 0 | -33.6507 | 0 | 0 | 0 | 0 | 0 | -33.6507 | 0 | 0 | 0 | 33.6507 | 337.0392 | 0
|  |  | 34.0882 | 0 | -34.0882 | 0 | 0 | 0 | 0 | 0 | -34.0882 | 0 | 0 | 0 | 34.0882 | 299.1634 | 0
|  |  | 33.501 | 0 | -33.501 | 0 | 0 | 0 | 0 | 0 | -33.501 | 0 | 0 | 0 | 33.501 | 261.9401 | 0
|  |  | 32.1465 | 0 | -32.1465 | 0 | 0 | 0 | 0 | 0 | -32.1465 | 0 | 0 | 0 | 32.1465 | 226.2218 | 0
|  |  | 30.2465 | 0 | -30.2465 | 0 | 0 | 0 | 0 | 0 | -30.2465 | 0 | 0 | 0 | 30.2465 | 192.6146 | 0
|  |  | 28.1491 | 0 | -28.1491 | 0 | 0 | 0 | 0 | 0 | -28.1491 | 0 | 0 | 0 | 28.1491 | 161.3378 | 0
|  |  | 25.2107 | 0 | -25.2107 | 0 | 0 | 0 | 0 | 0 | -25.2107 | 0 | 0 | 0 | 25.2107 | 133.3259 | 0
|  |  | 21.4417 | 0 | -21.4417 | 0 | 0 | 0 | 0 | 0 | -21.4417 | 0 | 0 | 0 | 21.4417 | 109.5018 | 0
|  |  | 17.5188 | 0 | -17.5188 | 0 | 0 | 0 | 0 | 0 | -17.5188 | 0 | 0 | 0 | 17.5188 | 90.0365 | 0
|  |  | 14.3414 | 0 | -14.3414 | 0 | 0 | 0 | 0 | 0 | -14.3414 | 0 | 0 | 0 | 14.3414 | 74.1016 | 0
|  |  | 11.6673 | 0 | -11.6673 | 0.20146 | 0 | 0 | 0 | 0 | -11.6673 | 0 | 0.20146 | 0 | 11.4658 | 61.3618 | 0
|  |  | 9.167 | 0.34846 | -8.8185 | 14.505 | 0 | 0 | 0 | 0.34846 | -8.8185 | 0 | 9.167 | 5.3381 | 0 | 66.1661 | 0.34846
|  |  | 7.1962 | 4.0021 | -3.1941 | 41.7271 | 0 | 0 | 0 | 4.0021 | -3.1941 | 0 | 7.1962 | 34.5309 | 0 | 97.2439 | 4.0021
|  |  | 6.03 | 12.2063 | 6.1763 | 79.8029 | 6.1763 | 0 | 5.5586 | 6.03 | 0 | 0 | 6.03 | 73.7729 | 0 | 163.6395 | 6.03
|  |  | 6.0645 | 22.6221 | 16.5576 | 89.3218 | 16.5576 | 0 | 20.4605 | 6.0645 | 0 | 0 | 6.0645 | 83.2573 | 0 | 238.5711 | 6.0645
|  |  | 6.9622 | 30.0295 | 23.0673 | 82.17 | 23.0673 | 0 | 41.2211 | 6.9622 | 0 | 0 | 6.9622 | 75.2078 | 0 | 306.2581 | 6.9622
|  |  | 9.2104 | 32.0562 | 22.8458 | 106.194 | 22.8458 | 0 | 61.7823 | 9.2104 | 0 | 0 | 9.2104 | 96.9835 | 0 | 393.5433 | 9.2104
|  |  | 12.2202 | 28.0503 | 15.83 | 124.7533 | 15.83 | 0 | 76.0293 | 12.2202 | 0 | 0 | 12.2202 | 112.5331 | 0 | 494.8231 | 12.2202
|  |  | 15.3949 | 19.2104 | 3.8155 | 115.4862 | 3.8155 | 0 | 79.4633 | 15.3949 | 0 | 0 | 15.3949 | 100.0913 | 0 | 584.9052 | 15.3949
|  |  | 18.6761 | 9.596 | -9.0801 | 133.7183 | 0 | 9.0801 | 69.3743 | 9.596 | 0 | 0 | 18.6761 | 115.0422 | 0 | 688.4432 | 9.596
|  |  | 22.1391 | 2.4307 | -19.7084 | 87.6094 | 0 | 19.7084 | 47.4761 | 2.4307 | 0 | 0 | 22.1391 | 65.4703 | 0 | 747.3664 | 2.4307
|  |  | 26.0591 | 0.091106 | -25.968 | 52.5304 | 0 | 25.968 | 18.6227 | 0.091106 | 0 | 0 | 26.0591 | 26.4712 | 0 | 771.1906 | 0.091106
|  |  | 29.8278 | 0 | -29.8278 | 12.012 | 0 | 16.7605 | 0 | 0 | -13.0674 | 0 | 12.012 | 0 | 17.8159 | 751.3952 | 0
|  |  | 32.3465 | 0 | -32.3465 | 0 | 0 | 0 | 0 | 0 | -32.3465 | 0 | 0 | 0 | 32.3465 | 715.4546 | 0
|  |  | 33.6507 | 0 | -33.6507 | 0 | 0 | 0 | 0 | 0 | -33.6507 | 0 | 0 | 0 | 33.6507 | 678.065 | 0
|  |  | 34.0882 | 0 | -34.0882 | 0 | 0 | 0 | 0 | 0 | -34.0882 | 0 | 0 | 0 | 34.0882 | 640.1892 | 0
|  |  | 33.501 | 0 | -33.501 | 0 | 0 | 0 | 0 | 0 | -33.501 | 0 | 0 | 0 | 33.501 | 602.9659 | 0
|  |  | 32.1465 | 0 | -32.1465 | 0 | 0 | 0 | 0 | 0 | -32.1465 | 0 | 0 | 0 | 32.1465 | 567.2476 | 0
|  |  | 24.0861 | 0 | -24.0861 | 0 | 0 | 0 | 0 | 0 | -24.0861 | 0 | 0 | 0 | 24.0861 | 540.4852 | 0
|  |  | 22.6294 | 0 | -22.6294 | 0 | 0 | 0 | 0 | 0 | -22.6294 | 0 | 0 | 0 | 22.6294 | 515.3415 | 0
|  |  | 20.8758 | 0 | -20.8758 | 0 | 0 | 0 | 0 | 0 | -20.8758 | 0 | 0 | 0 | 20.8758 | 492.1462 | 0
|  |  | 18.9345 | 0 | -18.9345 | 0 | 0 | 0 | 0 | 0 | -18.9345 | 0 | 0 | 0 | 18.9345 | 471.1078 | 0
|  |  | 15.4144 | 0 | -15.4144 | 0 | 0 | 0 | 0 | 0 | -15.4144 | 0 | 0 | 0 | 15.4144 | 453.9807 | 0
|  |  | 11.7376 | 0 | -11.7376 | 0 | 0 | 0 | 0 | 0 | -11.7376 | 0 | 0 | 0 | 11.7376 | 440.9389 | 0
|  |  | 16.1057 | 0 | -16.1057 | 0.17628 | 0 | 0 | 0 | 0 | -16.1057 | 0 | 0.17628 | 0 | 15.9295 | 423.2395 | 0
|  |  | 19.9504 | 0.33214 | -19.6182 | 3.2989 | 0 | 0 | 0 | 0.33214 | -19.6182 | 0 | 3.2989 | 0 | 16.6515 | 404.7378 | 0.33214
|  |  | 26.3005 | 4.4492 | -21.8513 | 17.5773 | 0 | 0 | 0 | 4.4492 | -21.8513 | 0 | 17.5773 | 0 | 8.7232 | 395.0453 | 4.4492
|  |  | 31.0713 | 12.3071 | -18.7642 | 28.7582 | 0 | 0 | 0 | 12.3071 | -18.7642 | 0 | 28.7582 | 0 | 2.313 | 392.4753 | 12.3071
|  |  | 33.2435 | 21.5488 | -11.6947 | 46.7888 | 0 | 0 | 0 | 21.5488 | -11.6947 | 0 | 33.2435 | 13.5453 | 0 | 404.666 | 21.5488
|  |  | 33.9264 | 28.8923 | -5.0341 | 74.8167 | 0 | 0 | 0 | 28.8923 | -5.0341 | 0 | 33.9264 | 40.8903 | 0 | 441.4673 | 28.8923
|  |  | 35.3688 | 33.1832 | -2.1856 | 80.2058 | 0 | 0 | 0 | 33.1832 | -2.1856 | 0 | 35.3688 | 44.837 | 0 | 481.8206 | 33.1832
|  |  | 34.1685 | 31.2424 | -2.9262 | 89.1707 | 0 | 0 | 0 | 31.2424 | -2.9262 | 0 | 34.1685 | 55.0021 | 0 | 531.3225 | 31.2424
|  |  | 35.1159 | 21.5994 | -13.5165 | 95.5922 | 0 | 0 | 0 | 21.5994 | -13.5165 | 0 | 35.1159 | 60.4763 | 0 | 585.7512 | 21.5994
|  |  | 40.4938 | 10.5318 | -29.9621 | 71.5934 | 0 | 0 | 0 | 10.5318 | -29.9621 | 0 | 40.4938 | 31.0996 | 0 | 613.7408 | 10.5318
|  |  | 46.2897 | 2.6727 | -43.617 | 48.3249 | 0 | 0 | 0 | 2.6727 | -43.617 | 0 | 46.2897 | 2.0352 | 0 | 615.5725 | 2.6727
|  |  | 46.7678 | 0.14764 | -46.6201 | 34.9531 | 0 | 0 | 0 | 0.14764 | -46.6201 | 0 | 34.9531 | 0 | 11.8147 | 602.4451 | 0.14764
|  |  | 41.1187 | 0 | -41.1187 | 9.8715 | 0 | 0 | 0 | 0 | -41.1187 | 0 | 9.8715 | 0 | 31.2472 | 567.726 | 0
|  |  | 30.6708 | 0 | -30.6708 | 0 | 0 | 0 | 0 | 0 | -30.6708 | 0 | 0 | 0 | 30.6708 | 533.6474 | 0
|  |  | 23.3615 | 0 | -23.3615 | 0 | 0 | 0 | 0 | 0 | -23.3615 | 0 | 0 | 0 | 23.3615 | 507.6901 | 0
|  |  | 23.6941 | 0 | -23.6941 | 0 | 0 | 0 | 0 | 0 | -23.6941 | 0 | 0 | 0 | 23.6941 | 481.3633 | 0
|  |  | 24.2768 | 0 | -24.2768 | 0 | 0 | 0 | 0 | 0 | -24.2768 | 0 | 0 | 0 | 24.2768 | 454.389 | 0
|  |  | 24.5562 | 0 | -24.5562 | 0 | 0 | 0 | 0 | 0 | -24.5562 | 0 | 0 | 0 | 24.5562 | 427.1044 | 0
|  |  | 24.0861 | 0 | -24.0861 | 0 | 0 | 0 | 0 | 0 | -24.0861 | 0 | 0 | 0 | 24.0861 | 400.3421 | 0
|  |  | 22.6294 | 0 | -22.6294 | 0 | 0 | 0 | 0 | 0 | -22.6294 | 0 | 0 | 0 | 22.6294 | 375.1983 | 0
|  |  | 20.8758 | 0 | -20.8758 | 0 | 0 | 0 | 0 | 0 | -20.8758 | 0 | 0 | 0 | 20.8758 | 352.003 | 0
|  |  | 18.9345 | 0 | -18.9345 | 0 | 0 | 0 | 0 | 0 | -18.9345 | 0 | 0 | 0 | 18.9345 | 330.9647 | 0
|  |  | 15.4144 | 0 | -15.4144 | 0 | 0 | 0 | 0 | 0 | -15.4144 | 0 | 0 | 0 | 15.4144 | 313.8375 | 0
|  |  | 11.7376 | 0 | -11.7376 | 0 | 0 | 0 | 0 | 0 | -11.7376 | 0 | 0 | 0 | 11.7376 | 300.7957 | 0
|  |  | 16.1057 | 0 | -16.1057 | 0.12591 | 0 | 0 | 0 | 0 | -16.1057 | 0 | 0.12591 | 0 | 15.9798 | 283.0403 | 0
|  |  | 19.9504 | 0.056022 | -19.8944 | 8.2094 | 0 | 0 | 0 | 0.056022 | -19.8944 | 0 | 8.2094 | 0 | 11.7409 | 269.9949 | 0.056022
|  |  | 26.3005 | 3.6825 | -22.618 | 23.3692 | 0 | 0 | 0 | 3.6825 | -22.618 | 0 | 23.3692 | 0 | 2.9313 | 266.7379 | 3.6825
|  |  | 31.0713 | 12.2303 | -18.841 | 35.7841 | 0 | 0 | 0 | 12.2303 | -18.841 | 0 | 31.0713 | 4.7128 | 0 | 270.9794 | 12.2303
|  |  | 33.2435 | 22.8679 | -10.3757 | 36.6655 | 0 | 0 | 0 | 22.8679 | -10.3757 | 0 | 33.2435 | 3.422 | 0 | 274.0592 | 22.8679
|  |  | 33.9264 | 30.0444 | -3.882 | 53.2607 | 0 | 0 | 0 | 30.0444 | -3.882 | 0 | 33.9264 | 19.3342 | 0 | 291.46 | 30.0444
|  |  | 35.3688 | 32.0367 | -3.3321 | 64.8194 | 0 | 0 | 0 | 32.0367 | -3.3321 | 0 | 35.3688 | 29.4506 | 0 | 317.9655 | 32.0367
|  |  | 34.1685 | 29.3457 | -4.8229 | 53.8399 | 0 | 0 | 0 | 29.3457 | -4.8229 | 0 | 34.1685 | 19.6713 | 0 | 335.6697 | 29.3457
|  |  | 35.1159 | 21.5516 | -13.5643 | 53.7391 | 0 | 0 | 0 | 21.5516 | -13.5643 | 0 | 35.1159 | 18.6232 | 0 | 352.4306 | 21.5516
|  |  | 40.4938 | 11.1795 | -29.3143 | 52.7822 | 0 | 0 | 0 | 11.1795 | -29.3143 | 0 | 40.4938 | 12.2884 | 0 | 363.4901 | 11.1795
|  |  | 46.2897 | 2.9313 | -43.3584 | 39.914 | 0 | 0 | 0 | 2.9313 | -43.3584 | 0 | 39.914 | 0 | 6.3757 | 356.406 | 2.9313
|  |  | 46.7678 | 0.21399 | -46.5538 | 18.8364 | 0 | 0 | 0 | 0.21399 | -46.5538 | 0 | 18.8364 | 0 | 27.9314 | 325.3712 | 0.21399
|  |  | 41.1187 | 0 | -41.1187 | 4.3565 | 0 | 0 | 0 | 0 | -41.1187 | 0 | 4.3565 | 0 | 36.7621 | 284.5244 | 0
|  |  | 30.6708 | 0 | -30.6708 | 0 | 0 | 0 | 0 | 0 | -30.6708 | 0 | 0 | 0 | 30.6708 | 250.4458 | 0
|  |  | 23.3615 | 0 | -23.3615 | 0 | 0 | 0 | 0 | 0 | -23.3615 | 0 | 0 | 0 | 23.3615 | 224.4885 | 0
|  |  | 23.6941 | 0 | -23.6941 | 0 | 0 | 0 | 0 | 0 | -23.6941 | 0 | 0 | 0 | 23.6941 | 198.1617 | 0
|  |  | 24.2768 | 0 | -24.2768 | 0 | 0 | 0 | 0 | 0 | -24.2768 | 0 | 0 | 0 | 24.2768 | 171.1874 | 0
|  |  | 24.5562 | 0 | -24.5562 | 0 | 0 | 0 | 0 | 0 | -24.5562 | 0 | 0 | 0 | 24.5562 | 143.9028 | 0
|  |  | 24.0861 | 0 | -24.0861 | 0 | 0 | 0 | 0 | 0 | -24.0861 | 0 | 0 | 0 | 24.0861 | 117.1405 | 0
|  |  | 22.6294 | 0 | -22.6294 | 0 | 0 | 0 | 0 | 0 | -22.6294 | 0 | 0 | 0 | 22.6294 | 91.9967 | 0
|  |  | 20.8758 | 0 | -20.8758 | 0 | 0 | 0 | 0 | 0 | -20.8758 | 0 | 0 | 0 | 20.8758 | 68.8014 | 0
|  |  | 18.9345 | 0 | -18.9345 | 0 | 0 | 0 | 0 | 0 | -18.9345 | 0 | 0 | 0 | 18.9345 | 47.7631 | 0
|  |  | 15.4144 | 0 | -15.4144 | 0 | 0 | 0 | 0 | 0 | -15.4144 | 0 | 0 | 0 | 15.4144 | 30.6359 | 0
|  |  | 11.7376 | 0 | -11.7376 | 0 | 0 | 0 | 0 | 0 | -11.7376 | 0 | 0 | 0 | 11.7376 | 17.5941 | 0
|  |  | 16.1057 | 0 | -16.1057 | 0.45328 | 0 | 0 | 0 | 0 | -16.1057 | 0 | 0.45328 | 0 | 15.6525 | 0.20248 | 0
|  |  | 19.9504 | 0.13952 | -19.8109 | 19.7681 | 0 | 0 | 0 | 0.13952 | -19.8109 | 0 | 19.7681 | 0 | 0.18223 | 0 | 0.13952
|  |  | 26.3005 | 5.0721 | -21.2284 | 63.2077 | 0 | 0 | 0 | 5.0721 | -21.2284 | 36.9072 | 26.3005 | 0 | 0 | 0 | 5.0721
|  |  | 31.0713 | 16.6514 | -14.4199 | 79.4755 | 0 | 0 | 0 | 16.6514 | -14.4199 | 48.4042 | 31.0713 | 0 | 0 | 0 | 16.6514
|  |  | 33.2435 | 29.3641 | -3.8794 | 82.9758 | 0 | 0 | 0 | 29.3641 | -3.8794 | 49.7323 | 33.2435 | 0 | 0 | 0 | 29.3641
|  |  | 33.9264 | 38.6049 | 4.6784 | 151.8495 | 4.6784 | 0 | 4.2106 | 33.9264 | 0 | 117.9231 | 33.9264 | 0 | 0 | 0 | 33.9264
|  |  | 35.3688 | 41.1612 | 5.7925 | 138.4525 | 5.7925 | 0 | 9.4238 | 35.3688 | 0 | 21.9003 | 35.3688 | 81.1835 | 0 | 73.0651 | 35.3688
|  |  | 34.1685 | 36.4817 | 2.3132 | 138.2763 | 2.3132 | 0 | 11.5057 | 34.1685 | 0 | 0 | 34.1685 | 104.1077 | 0 | 166.7621 | 34.1685
|  |  | 35.1159 | 26.7931 | -8.3228 | 160.0338 | 0 | 8.3228 | 2.2581 | 26.7931 | 0 | 0 | 35.1159 | 124.9179 | 0 | 279.1882 | 26.7931
|  |  | 40.4938 | 14.2632 | -26.2306 | 98.1356 | 0 | 2.0323 | 0 | 14.2632 | -24.1984 | 0 | 40.4938 | 57.6418 | 0 | 331.0658 | 14.2632
|  |  | 46.2897 | 3.9547 | -42.335 | 85.5444 | 0 | 0 | 0 | 3.9547 | -42.335 | 0 | 46.2897 | 39.2548 | 0 | 366.395 | 3.9547
|  |  | 46.7678 | 0.20452 | -46.5632 | 12.9941 | 0 | 0 | 0 | 0.20452 | -46.5632 | 0 | 12.9941 | 0 | 33.7737 | 328.8687 | 0.20452
|  |  | 41.1187 | 0 | -41.1187 | 5.4898 | 0 | 0 | 0 | 0 | -41.1187 | 0 | 5.4898 | 0 | 35.6289 | 289.281 | 0
|  |  | 30.6708 | 0 | -30.6708 | 0 | 0 | 0 | 0 | 0 | -30.6708 | 0 | 0 | 0 | 30.6708 | 255.2024 | 0
|  |  | 23.3615 | 0 | -23.3615 | 0 | 0 | 0 | 0 | 0 | -23.3615 | 0 | 0 | 0 | 23.3615 | 229.2452 | 0
|  |  | 23.6941 | 0 | -23.6941 | 0 | 0 | 0 | 0 | 0 | -23.6941 | 0 | 0 | 0 | 23.6941 | 202.9183 | 0
|  |  | 24.2768 | 0 | -24.2768 | 0 | 0 | 0 | 0 | 0 | -24.2768 | 0 | 0 | 0 | 24.2768 | 175.9441 | 0
|  |  | 24.5562 | 0 | -24.5562 | 0 | 0 | 0 | 0 | 0 | -24.5562 | 0 | 0 | 0 | 24.5562 | 148.6595 | 0
|  |  | 24.0861 | 0 | -24.0861 | 0 | 0 | 0 | 0 | 0 | -24.0861 | 0 | 0 | 0 | 24.0861 | 121.8971 | 0
|  |  | 22.6294 | 0 | -22.6294 | 0 | 0 | 0 | 0 | 0 | -22.6294 | 0 | 0 | 0 | 22.6294 | 96.7534 | 0
|  |  | 20.8758 | 0 | -20.8758 | 0 | 0 | 0 | 0 | 0 | -20.8758 | 0 | 0 | 0 | 20.8758 | 73.5581 | 0
|  |  | 18.9345 | 0 | -18.9345 | 0 | 0 | 0 | 0 | 0 | -18.9345 | 0 | 0 | 0 | 18.9345 | 52.5197 | 0
|  |  | 15.4144 | 0 | -15.4144 | 0 | 0 | 0 | 0 | 0 | -15.4144 | 0 | 0 | 0 | 15.4144 | 35.3926 | 0
|  |  | 11.7376 | 0 | -11.7376 | 0 | 0 | 0 | 0 | 0 | -11.7376 | 0 | 0 | 0 | 11.7376 | 22.3508 | 0
|  |  | 16.1057 | 0 | -16.1057 | 0.10073 | 0 | 0 | 0 | 0 | -16.1057 | 0 | 0.10073 | 0 | 16.005 | 4.5674 | 0
|  |  | 19.9504 | 0.27632 | -19.6741 | 15.8397 | 0 | 0 | 0 | 0.27632 | -19.6741 | 0 | 15.8397 | 0 | 4.1107 | 0 | 0.27632
|  |  | 26.3005 | 4.5229 | -21.7776 | 52.48 | 0 | 0 | 0 | 4.5229 | -21.7776 | 26.1795 | 26.3005 | 0 | 0 | 0 | 4.5229
|  |  | 31.0713 | 12.1582 | -18.9131 | 88.3397 | 0 | 0 | 0 | 12.1582 | -18.9131 | 57.2684 | 31.0713 | 0 | 0 | 0 | 12.1582
|  |  | 33.2435 | 20.0635 | -13.1801 | 116.141 | 0 | 0 | 0 | 20.0635 | -13.1801 | 82.8974 | 33.2435 | 0 | 0 | 0 | 20.0635
|  |  | 33.9264 | 27.1104 | -6.8161 | 134.2975 | 0 | 0 | 0 | 27.1104 | -6.8161 | 100.371 | 33.9264 | 0 | 0 | 0 | 27.1104
|  |  | 35.3688 | 30.6081 | -4.7606 | 143.6401 | 0 | 0 | 0 | 30.6081 | -4.7606 | 38.4883 | 35.3688 | 69.783 | 0 | 62.8047 | 30.6081
|  |  | 34.1685 | 28.8531 | -5.3155 | 147.3923 | 0 | 0 | 0 | 28.8531 | -5.3155 | 0 | 34.1685 | 113.2237 | 0 | 164.7061 | 28.8531
|  |  | 35.1159 | 21.9557 | -13.1602 | 125.5088 | 0 | 0 | 0 | 21.9557 | -13.1602 | 0 | 35.1159 | 90.3929 | 0 | 246.0597 | 21.9557
|  |  | 40.4938 | 11.8647 | -28.6292 | 107.8308 | 0 | 0 | 0 | 11.8647 | -28.6292 | 0 | 40.4938 | 67.337 | 0 | 306.663 | 11.8647
|  |  | 46.2897 | 3.3047 | -42.9849 | 77.8386 | 0 | 0 | 0 | 3.3047 | -42.9849 | 0 | 46.2897 | 31.549 | 0 | 335.057 | 3.3047
|  |  | 46.7678 | 0.19228 | -46.5755 | 38.5038 | 0 | 0 | 0 | 0.19228 | -46.5755 | 0 | 38.5038 | 0 | 8.264 | 325.8748 | 0.19228
|  |  | 41.1187 | 0 | -41.1187 | 8.1591 | 0 | 0 | 0 | 0 | -41.1187 | 0 | 8.1591 | 0 | 32.9596 | 289.253 | 0
|  |  | 30.6708 | 0 | -30.6708 | 0 | 0 | 0 | 0 | 0 | -30.6708 | 0 | 0 | 0 | 30.6708 | 255.1744 | 0
|  |  | 23.3615 | 0 | -23.3615 | 0 | 0 | 0 | 0 | 0 | -23.3615 | 0 | 0 | 0 | 23.3615 | 229.2172 | 0
|  |  | 23.6941 | 0 | -23.6941 | 0 | 0 | 0 | 0 | 0 | -23.6941 | 0 | 0 | 0 | 23.6941 | 202.8904 | 0
|  |  | 24.2768 | 0 | -24.2768 | 0 | 0 | 0 | 0 | 0 | -24.2768 | 0 | 0 | 0 | 24.2768 | 175.9161 | 0
|  |  | 24.5562 | 0 | -24.5562 | 0 | 0 | 0 | 0 | 0 | -24.5562 | 0 | 0 | 0 | 24.5562 | 148.6315 | 0
|  |  | 24.0861 | 0 | -24.0861 | 0 | 0 | 0 | 0 | 0 | -24.0861 | 0 | 0 | 0 | 24.0861 | 121.8692 | 0
|  |  | 22.6294 | 0 | -22.6294 | 0 | 0 | 0 | 0 | 0 | -22.6294 | 0 | 0 | 0 | 22.6294 | 96.7254 | 0
|  |  | 20.8758 | 0 | -20.8758 | 0 | 0 | 0 | 0 | 0 | -20.8758 | 0 | 0 | 0 | 20.8758 | 73.5301 | 0
|  |  | 18.9345 | 0 | -18.9345 | 0 | 0 | 0 | 0 | 0 | -18.9345 | 0 | 0 | 0 | 18.9345 | 52.4917 | 0
|  |  | 15.4144 | 0 | -15.4144 | 0 | 0 | 0 | 0 | 0 | -15.4144 | 0 | 0 | 0 | 15.4144 | 35.3646 | 0
|  |  | 11.7376 | 0 | -11.7376 | 0 | 0 | 0 | 0 | 0 | -11.7376 | 0 | 0 | 0 | 11.7376 | 22.3228 | 0
|  |  | 16.1057 | 0 | -16.1057 | 0.20146 | 0 | 0 | 0 | 0 | -16.1057 | 0 | 0.20146 | 0 | 15.9043 | 4.6514 | 0
|  |  | 19.9504 | 0.28599 | -19.6644 | 15.7641 | 0 | 0 | 0 | 0.28599 | -19.6644 | 0 | 15.7641 | 0 | 4.1862 | 0 | 0.28599
|  |  | 26.3005 | 4.4931 | -21.8075 | 68.1434 | 0 | 0 | 0 | 4.4931 | -21.8075 | 41.8429 | 26.3005 | 0 | 0 | 0 | 4.4931
|  |  | 31.0713 | 13.2464 | -17.8249 | 123.1165 | 0 | 0 | 0 | 13.2464 | -17.8249 | 92.0452 | 31.0713 | 0 | 0 | 0 | 13.2464
|  |  | 33.2435 | 22.4815 | -10.762 | 168.7721 | 0 | 0 | 0 | 22.4815 | -10.762 | 135.5285 | 33.2435 | 0 | 0 | 0 | 22.4815
|  |  | 33.9264 | 29.8407 | -4.0858 | 200.527 | 0 | 0 | 0 | 29.8407 | -4.0858 | 166.6006 | 33.9264 | 0 | 0 | 0 | 29.8407
|  |  | 35.3688 | 33.7788 | -1.5899 | 214.8306 | 0 | 0 | 0 | 33.7788 | -1.5899 | 179.4618 | 35.3688 | 0 | 0 | 0 | 33.7788
|  |  | 34.1685 | 32.2164 | -1.9521 | 212.4383 | 0 | 0 | 0 | 32.2164 | -1.9521 | 142.2193 | 34.1685 | 36.0504 | 0 | 32.4454 | 32.2164
|  |  | 35.1159 | 24.1433 | -10.9726 | 194.1811 | 0 | 0 | 0 | 24.1433 | -10.9726 | 0 | 35.1159 | 159.0652 | 0 | 175.604 | 24.1433
|  |  | 40.4938 | 12.7201 | -27.7737 | 159.3287 | 0 | 0 | 0 | 12.7201 | -27.7737 | 0 | 40.4938 | 118.8349 | 0 | 282.5554 | 12.7201
|  |  | 46.2897 | 3.7177 | -42.572 | 109.4173 | 0 | 0 | 0 | 3.7177 | -42.572 | 0 | 46.2897 | 63.1276 | 0 | 339.3703 | 3.7177
|  |  | 46.7678 | 0.30479 | -46.463 | 51.8253 | 0 | 0 | 0 | 0.30479 | -46.463 | 0 | 46.7678 | 5.0575 | 0 | 343.922 | 0.30479
|  |  | 41.1187 | 0 | -41.1187 | 6.6481 | 0 | 0 | 0 | 0 | -41.1187 | 0 | 6.6481 | 0 | 34.4705 | 305.6214 | 0
|  |  | 30.6708 | 0 | -30.6708 | 0 | 0 | 0 | 0 | 0 | -30.6708 | 0 | 0 | 0 | 30.6708 | 271.5428 | 0
|  |  | 23.3615 | 0 | -23.3615 | 0 | 0 | 0 | 0 | 0 | -23.3615 | 0 | 0 | 0 | 23.3615 | 245.5855 | 0
|  |  | 23.6941 | 0 | -23.6941 | 0 | 0 | 0 | 0 | 0 | -23.6941 | 0 | 0 | 0 | 23.6941 | 219.2587 | 0
|  |  | 24.2768 | 0 | -24.2768 | 0 | 0 | 0 | 0 | 0 | -24.2768 | 0 | 0 | 0 | 24.2768 | 192.2844 | 0
|  |  | 24.5562 | 0 | -24.5562 | 0 | 0 | 0 | 0 | 0 | -24.5562 | 0 | 0 | 0 | 24.5562 | 164.9998 | 0
|  |  | 30.2465 | 0 | -30.2465 | 0 | 0 | 0 | 0 | 0 | -30.2465 | 0 | 0 | 0 | 30.2465 | 131.3927 | 0
|  |  | 28.1491 | 0 | -28.1491 | 0 | 0 | 0 | 0 | 0 | -28.1491 | 0 | 0 | 0 | 28.1491 | 100.1159 | 0
|  |  | 25.2107 | 0 | -25.2107 | 0 | 0 | 0 | 0 | 0 | -25.2107 | 0 | 0 | 0 | 25.2107 | 72.104 | 0
|  |  | 21.4417 | 0 | -21.4417 | 0 | 0 | 0 | 0 | 0 | -21.4417 | 0 | 0 | 0 | 21.4417 | 48.2799 | 0
|  |  | 17.5188 | 0 | -17.5188 | 0 | 0 | 0 | 0 | 0 | -17.5188 | 0 | 0 | 0 | 17.5188 | 28.8145 | 0
|  |  | 14.3414 | 0 | -14.3414 | 0 | 0 | 0 | 0 | 0 | -14.3414 | 0 | 0 | 0 | 14.3414 | 12.8797 | 0
|  |  | 11.6673 | 0 | -11.6673 | 0.075547 | 0 | 0 | 0 | 0 | -11.6673 | 0 | 0.075547 | 0 | 11.5917 | 0 | 0
|  |  | 9.167 | 0.36707 | -8.7999 | 17.5773 | 0 | 0 | 0 | 0.36707 | -8.7999 | 8.4103 | 9.167 | 0 | 0 | 0 | 0.36707
|  |  | 7.1962 | 5.0726 | -2.1237 | 59.9088 | 0 | 0 | 0 | 5.0726 | -2.1237 | 52.7126 | 7.1962 | 0 | 0 | 0 | 5.0726
|  |  | 6.03 | 14.8062 | 8.7762 | 112.414 | 8.7762 | 0 | 7.8986 | 6.03 | 0 | 106.384 | 6.03 | 0 | 0 | 0 | 6.03
|  |  | 6.0645 | 24.1885 | 18.1241 | 147.7952 | 18.1241 | 0 | 24.2102 | 6.0645 | 0 | 141.7307 | 6.0645 | 0 | 0 | 0 | 6.0645
|  |  | 6.9622 | 30.8676 | 23.9054 | 171.794 | 23.9054 | 0 | 45.7251 | 6.9622 | 0 | 164.8318 | 6.9622 | 0 | 0 | 0 | 6.9622
|  |  | 9.2104 | 33.2293 | 24.0189 | 180.8596 | 24.0189 | 0 | 67.3421 | 9.2104 | 0 | 171.6492 | 9.2104 | 0 | 0 | 0 | 9.2104
|  |  | 12.2202 | 31.4061 | 19.1858 | 179.4998 | 19.1858 | 0 | 84.6093 | 12.2202 | 0 | 129.0459 | 12.2202 | 38.2337 | 0 | 34.4103 | 12.2202
|  |  | 15.3949 | 23.5947 | 8.1998 | 158.951 | 8.1998 | 0 | 91.9892 | 15.3949 | 0 | 0 | 15.3949 | 143.556 | 0 | 163.6107 | 15.3949
|  |  | 18.6761 | 11.8701 | -6.806 | 142.8846 | 0 | 6.806 | 84.427 | 11.8701 | 0 | 0 | 18.6761 | 124.2085 | 0 | 275.3984 | 11.8701
|  |  | 22.1391 | 3.5379 | -18.6012 | 103.4743 | 0 | 18.6012 | 63.759 | 3.5379 | 0 | 0 | 22.1391 | 81.3351 | 0 | 348.6 | 3.5379
|  |  | 26.0591 | 0.30604 | -25.7531 | 52.9837 | 0 | 25.7531 | 35.1445 | 0.30604 | 0 | 0 | 26.0591 | 26.9245 | 0 | 372.8321 | 0.30604
|  |  | 29.8278 | 0 | -29.8278 | 8.5116 | 0 | 29.8278 | 2.0024 | 0 | 0 | 0 | 8.5116 | 0 | 21.3162 | 349.1474 | 0
|  |  | 32.3465 | 0 | -32.3465 | 0 | 0 | 1.8022 | 0 | 0 | -30.5443 | 0 | 0 | 0 | 32.3465 | 313.2069 | 0
|  |  | 33.6507 | 0 | -33.6507 | 0 | 0 | 0 | 0 | 0 | -33.6507 | 0 | 0 | 0 | 33.6507 | 275.8172 | 0
|  |  | 34.0882 | 0 | -34.0882 | 0 | 0 | 0 | 0 | 0 | -34.0882 | 0 | 0 | 0 | 34.0882 | 237.9415 | 0
|  |  | 33.501 | 0 | -33.501 | 0 | 0 | 0 | 0 | 0 | -33.501 | 0 | 0 | 0 | 33.501 | 200.7182 | 0
|  |  | 32.1465 | 0 | -32.1465 | 0 | 0 | 0 | 0 | 0 | -32.1465 | 0 | 0 | 0 | 32.1465 | 164.9998 | 0
|  |  | 30.2465 | 0 | -30.2465 | 0 | 0 | 0 | 0 | 0 | -30.2465 | 0 | 0 | 0 | 30.2465 | 131.3927 | 0
|  |  | 28.1491 | 0 | -28.1491 | 0 | 0 | 0 | 0 | 0 | -28.1491 | 0 | 0 | 0 | 28.1491 | 100.1159 | 0
|  |  | 25.2107 | 0 | -25.2107 | 0 | 0 | 0 | 0 | 0 | -25.2107 | 0 | 0 | 0 | 25.2107 | 72.104 | 0
|  |  | 21.4417 | 0 | -21.4417 | 0 | 0 | 0 | 0 | 0 | -21.4417 | 0 | 0 | 0 | 21.4417 | 48.2799 | 0
|  |  | 17.5188 | 0 | -17.5188 | 0 | 0 | 0 | 0 | 0 | -17.5188 | 0 | 0 | 0 | 17.5188 | 28.8145 | 0
|  |  | 14.3414 | 0 | -14.3414 | 0 | 0 | 0 | 0 | 0 | -14.3414 | 0 | 0 | 0 | 14.3414 | 12.8797 | 0
|  |  | 11.6673 | 0 | -11.6673 | 0.075547 | 0 | 0 | 0 | 0 | -11.6673 | 0 | 0.075547 | 0 | 11.5917 | 0 | 0
|  |  | 9.167 | 0.62163 | -8.5453 | 16.6455 | 0 | 0 | 0 | 0.62163 | -8.5453 | 7.4786 | 9.167 | 0 | 0 | 0 | 0.62163
|  |  | 7.1962 | 6.6822 | -0.51402 | 58.3979 | 0 | 0 | 0 | 6.6822 | -0.51402 | 51.2016 | 7.1962 | 0 | 0 | 0 | 6.6822
|  |  | 6.03 | 18.5305 | 12.5005 | 104.0031 | 12.5005 | 0 | 11.2505 | 6.03 | 0 | 97.9731 | 6.03 | 0 | 0 | 0 | 6.03
|  |  | 6.0645 | 29.8428 | 23.7784 | 153.7886 | 23.7784 | 0 | 32.651 | 6.0645 | 0 | 147.7241 | 6.0645 | 0 | 0 | 0 | 6.0645
|  |  | 6.9622 | 35.5447 | 28.5826 | 180.0538 | 28.5826 | 0 | 58.3753 | 6.9622 | 0 | 173.0916 | 6.9622 | 0 | 0 | 0 | 6.9622
|  |  | 9.2104 | 36.1829 | 26.9724 | 145.5288 | 26.9724 | 0 | 82.6505 | 9.2104 | 0 | 136.3183 | 9.2104 | 0 | 0 | 0 | 9.2104
|  |  | 12.2202 | 33.5247 | 21.3045 | 165.0451 | 21.3045 | 0 | 101.8246 | 12.2202 | 0 | 126.3546 | 12.2202 | 26.4703 | 0 | 23.8232 | 12.2202
|  |  | 15.3949 | 25.4919 | 10.0969 | 162.6528 | 10.0969 | 0 | 110.9118 | 15.3949 | 0 | 0 | 15.3949 | 147.2578 | 0 | 156.3553 | 15.3949
|  |  | 18.6761 | 14.0163 | -4.6598 | 147.8707 | 0 | 4.6598 | 105.7342 | 14.0163 | 0 | 0 | 18.6761 | 129.1946 | 0 | 272.6305 | 14.0163
|  |  | 22.1391 | 4.353 | -17.7861 | 92.2933 | 0 | 17.7861 | 85.9719 | 4.353 | 0 | 0 | 22.1391 | 70.1542 | 0 | 335.7692 | 4.353
|  |  | 26.0591 | 0.31491 | -25.7442 | 47.8716 | 0 | 25.7442 | 57.3672 | 0.31491 | 0 | 0 | 26.0591 | 21.8125 | 0 | 355.4005 | 0.31491
|  |  | 29.8278 | 0 | -29.8278 | 8.7886 | 0 | 29.8278 | 24.2252 | 0 | 0 | 0 | 8.7886 | 0 | 21.0392 | 332.0236 | 0
|  |  | 32.3465 | 0 | -32.3465 | 0 | 0 | 21.8026 | 0 | 0 | -10.5438 | 0 | 0 | 0 | 32.3465 | 296.0831 | 0
|  |  | 33.6507 | 0 | -33.6507 | 0 | 0 | 0 | 0 | 0 | -33.6507 | 0 | 0 | 0 | 33.6507 | 258.6934 | 0
|  |  | 34.0882 | 0 | -34.0882 | 0 | 0 | 0 | 0 | 0 | -34.0882 | 0 | 0 | 0 | 34.0882 | 220.8176 | 0
|  |  | 33.501 | 0 | -33.501 | 0 | 0 | 0 | 0 | 0 | -33.501 | 0 | 0 | 0 | 33.501 | 183.5943 | 0
|  |  | 32.1465 | 0 | -32.1465 | 0 | 0 | 0 | 0 | 0 | -32.1465 | 0 | 0 | 0 | 32.1465 | 147.876 | 0
|  |  | 24.0861 | 0 | -24.0861 | 0 | 0 | 0 | 0 | 0 | -24.0861 | 0 | 0 | 0 | 24.0861 | 121.1137 | 0
|  |  | 22.6294 | 0 | -22.6294 | 0 | 0 | 0 | 0 | 0 | -22.6294 | 0 | 0 | 0 | 22.6294 | 95.9699 | 0
|  |  | 20.8758 | 0 | -20.8758 | 0 | 0 | 0 | 0 | 0 | -20.8758 | 0 | 0 | 0 | 20.8758 | 72.7746 | 0
|  |  | 18.9345 | 0 | -18.9345 | 0 | 0 | 0 | 0 | 0 | -18.9345 | 0 | 0 | 0 | 18.9345 | 51.7363 | 0
|  |  | 15.4144 | 0 | -15.4144 | 0 | 0 | 0 | 0 | 0 | -15.4144 | 0 | 0 | 0 | 15.4144 | 34.6091 | 0
|  |  | 11.7376 | 0 | -11.7376 | 0 | 0 | 0 | 0 | 0 | -11.7376 | 0 | 0 | 0 | 11.7376 | 21.5673 | 0
|  |  | 16.1057 | 0 | -16.1057 | 0.10073 | 0 | 0 | 0 | 0 | -16.1057 | 0 | 0.10073 | 0 | 16.005 | 3.784 | 0
|  |  | 19.9504 | 0.6809 | -19.2695 | 16.5448 | 0 | 0 | 0 | 0.6809 | -19.2695 | 0 | 16.5448 | 0 | 3.4056 | 0 | 0.6809
|  |  | 26.3005 | 6.2686 | -20.0319 | 66.4814 | 0 | 0 | 0 | 6.2686 | -20.0319 | 40.1809 | 26.3005 | 0 | 0 | 0 | 6.2686
|  |  | 31.0713 | 17.3681 | -13.7032 | 113.522 | 0 | 0 | 0 | 17.3681 | -13.7032 | 82.4507 | 31.0713 | 0 | 0 | 0 | 17.3681
|  |  | 33.2435 | 28.2934 | -4.9501 | 154.4937 | 0 | 0 | 0 | 28.2934 | -4.9501 | 121.2502 | 33.2435 | 0 | 0 | 0 | 28.2934
|  |  | 33.9264 | 34.9128 | 0.98639 | 184.1585 | 0.98639 | 0 | 0.88775 | 33.9264 | 0 | 150.2321 | 33.9264 | 0 | 0 | 0 | 33.9264
|  |  | 35.3688 | 36.6189 | 1.2502 | 189.5727 | 1.2502 | 0 | 2.0129 | 35.3688 | 0 | 154.2039 | 35.3688 | 0 | 0 | 0 | 35.3688
|  |  | 34.1685 | 33.48 | -0.68857 | 185.1658 | 0 | 0.68857 | 1.2478 | 33.48 | 0 | 97.4953 | 34.1685 | 53.502 | 0 | 48.1518 | 33.48
|  |  | 35.1159 | 24.8252 | -10.2907 | 175.4706 | 0 | 1.123 | 0 | 24.8252 | -9.1677 | 0 | 35.1159 | 140.3547 | 0 | 174.471 | 24.8252
|  |  | 40.4938 | 13.5689 | -26.925 | 148.6514 | 0 | 0 | 0 | 13.5689 | -26.925 | 0 | 40.4938 | 108.1576 | 0 | 271.8128 | 13.5689
|  |  | 46.2897 | 4.4831 | -41.8066 | 104.1038 | 0 | 0 | 0 | 4.4831 | -41.8066 | 0 | 46.2897 | 57.8141 | 0 | 323.8455 | 4.4831
|  |  | 46.7678 | 0.47862 | -46.2892 | 51.4475 | 0 | 0 | 0 | 0.47862 | -46.2892 | 0 | 46.7678 | 4.6798 | 0 | 328.0573 | 0.47862
|  |  | 41.1187 | 0 | -41.1187 | 6.1445 | 0 | 0 | 0 | 0 | -41.1187 | 0 | 6.1445 | 0 | 34.9742 | 289.1971 | 0
|  |  | 30.6708 | 0 | -30.6708 | 0 | 0 | 0 | 0 | 0 | -30.6708 | 0 | 0 | 0 | 30.6708 | 255.1185 | 0
|  |  | 23.3615 | 0 | -23.3615 | 0 | 0 | 0 | 0 | 0 | -23.3615 | 0 | 0 | 0 | 23.3615 | 229.1612 | 0
|  |  | 23.6941 | 0 | -23.6941 | 0 | 0 | 0 | 0 | 0 | -23.6941 | 0 | 0 | 0 | 23.6941 | 202.8344 | 0
|  |  | 24.2768 | 0 | -24.2768 | 0 | 0 | 0 | 0 | 0 | -24.2768 | 0 | 0 | 0 | 24.2768 | 175.8601 | 0
|  |  | 24.5562 | 0 | -24.5562 | 0 | 0 | 0 | 0 | 0 | -24.5562 | 0 | 0 | 0 | 24.5562 | 148.5755 | 0
|  |  | 24.0861 | 0 | -24.0861 | 0 | 0 | 0 | 0 | 0 | -24.0861 | 0 | 0 | 0 | 24.0861 | 121.8132 | 0
|  |  | 22.6294 | 0 | -22.6294 | 0 | 0 | 0 | 0 | 0 | -22.6294 | 0 | 0 | 0 | 22.6294 | 96.6694 | 0
|  |  | 20.8758 | 0 | -20.8758 | 0 | 0 | 0 | 0 | 0 | -20.8758 | 0 | 0 | 0 | 20.8758 | 73.4741 | 0
|  |  | 18.9345 | 0 | -18.9345 | 0 | 0 | 0 | 0 | 0 | -18.9345 | 0 | 0 | 0 | 18.9345 | 52.4358 | 0
|  |  | 15.4144 | 0 | -15.4144 | 0 | 0 | 0 | 0 | 0 | -15.4144 | 0 | 0 | 0 | 15.4144 | 35.3086 | 0
|  |  | 11.7376 | 0 | -11.7376 | 0 | 0 | 0 | 0 | 0 | -11.7376 | 0 | 0 | 0 | 11.7376 | 22.2668 | 0
|  |  | 16.1057 | 0 | -16.1057 | 0.10073 | 0 | 0 | 0 | 0 | -16.1057 | 0 | 0.10073 | 0 | 16.005 | 4.4835 | 0
|  |  | 19.9504 | 0.73053 | -19.2198 | 15.9152 | 0 | 0 | 0 | 0.73053 | -19.2198 | 0 | 15.9152 | 0 | 4.0351 | 0 | 0.73053
|  |  | 26.3005 | 5.8498 | -20.4507 | 62.8048 | 0 | 0 | 0 | 5.8498 | -20.4507 | 36.5042 | 26.3005 | 0 | 0 | 0 | 5.8498
|  |  | 31.0713 | 14.5275 | -16.5438 | 115.5114 | 0 | 0 | 0 | 14.5275 | -16.5438 | 84.4401 | 31.0713 | 0 | 0 | 0 | 14.5275
|  |  | 33.2435 | 23.465 | -9.7786 | 155.4003 | 0 | 0 | 0 | 23.465 | -9.7786 | 122.1567 | 33.2435 | 0 | 0 | 0 | 23.465
|  |  | 33.9264 | 30.1661 | -3.7603 | 189.4972 | 0 | 0 | 0 | 30.1661 | -3.7603 | 155.5707 | 33.9264 | 0 | 0 | 0 | 30.1661
|  |  | 35.3688 | 33.1323 | -2.2364 | 197.3289 | 0 | 0 | 0 | 33.1323 | -2.2364 | 161.9601 | 35.3688 | 0 | 0 | 0 | 33.1323
|  |  | 34.1685 | 30.674 | -3.4945 | 193.7026 | 0 | 0 | 0 | 30.674 | -3.4945 | 98.9941 | 34.1685 | 60.54 | 0 | 54.486 | 30.674
|  |  | 35.1159 | 22.635 | -12.4809 | 177.8629 | 0 | 0 | 0 | 22.635 | -12.4809 | 0 | 35.1159 | 142.747 | 0 | 182.9583 | 22.635
|  |  | 40.4938 | 12.6234 | -27.8704 | 142.5824 | 0 | 0 | 0 | 12.6234 | -27.8704 | 0 | 40.4938 | 102.0886 | 0 | 274.838 | 12.6234
|  |  | 46.2897 | 3.7945 | -42.4952 | 100.8805 | 0 | 0 | 0 | 3.7945 | -42.4952 | 0 | 46.2897 | 54.5908 | 0 | 323.9697 | 3.7945
|  |  | 46.7678 | 0.15504 | -46.6127 | 50.8432 | 0 | 0 | 0 | 0.15504 | -46.6127 | 0 | 46.7678 | 4.0754 | 0 | 327.6376 | 0.15504
|  |  | 41.1187 | 0 | -41.1187 | 6.5474 | 0 | 0 | 0 | 0 | -41.1187 | 0 | 6.5474 | 0 | 34.5713 | 289.2251 | 0
|  |  | 30.6708 | 0 | -30.6708 | 0 | 0 | 0 | 0 | 0 | -30.6708 | 0 | 0 | 0 | 30.6708 | 255.1465 | 0
|  |  | 23.3615 | 0 | -23.3615 | 0 | 0 | 0 | 0 | 0 | -23.3615 | 0 | 0 | 0 | 23.3615 | 229.1892 | 0
|  |  | 23.6941 | 0 | -23.6941 | 0 | 0 | 0 | 0 | 0 | -23.6941 | 0 | 0 | 0 | 23.6941 | 202.8624 | 0
|  |  | 24.2768 | 0 | -24.2768 | 0 | 0 | 0 | 0 | 0 | -24.2768 | 0 | 0 | 0 | 24.2768 | 175.8881 | 0
|  |  | 24.5562 | 0 | -24.5562 | 0 | 0 | 0 | 0 | 0 | -24.5562 | 0 | 0 | 0 | 24.5562 | 148.6035 | 0
|  |  | 24.0861 | 0 | -24.0861 | 0 | 0 | 0 | 0 | 0 | -24.0861 | 0 | 0 | 0 | 24.0861 | 121.8412 | 0
|  |  | 22.6294 | 0 | -22.6294 | 0 | 0 | 0 | 0 | 0 | -22.6294 | 0 | 0 | 0 | 22.6294 | 96.6974 | 0
|  |  | 20.8758 | 0 | -20.8758 | 0 | 0 | 0 | 0 | 0 | -20.8758 | 0 | 0 | 0 | 20.8758 | 73.5021 | 0
|  |  | 18.9345 | 0 | -18.9345 | 0 | 0 | 0 | 0 | 0 | -18.9345 | 0 | 0 | 0 | 18.9345 | 52.4638 | 0
|  |  | 15.4144 | 0 | -15.4144 | 0 | 0 | 0 | 0 | 0 | -15.4144 | 0 | 0 | 0 | 15.4144 | 35.3366 | 0
|  |  | 11.7376 | 0 | -11.7376 | 0 | 0 | 0 | 0 | 0 | -11.7376 | 0 | 0 | 0 | 11.7376 | 22.2948 | 0
|  |  | 16.1057 | 0 | -16.1057 | 0.15109 | 0 | 0 | 0 | 0 | -16.1057 | 0 | 0.15109 | 0 | 15.9547 | 4.5674 | 0
|  |  | 19.9504 | 0.70096 | -19.2494 | 15.8397 | 0 | 0 | 0 | 0.70096 | -19.2494 | 0 | 15.8397 | 0 | 4.1107 | 0 | 0.70096
|  |  | 26.3005 | 5.4065 | -20.8941 | 63.107 | 0 | 0 | 0 | 5.4065 | -20.8941 | 36.8064 | 26.3005 | 0 | 0 | 0 | 5.4065
|  |  | 31.0713 | 13.7906 | -17.2807 | 113.3709 | 0 | 0 | 0 | 13.7906 | -17.2807 | 82.2996 | 31.0713 | 0 | 0 | 0 | 13.7906
|  |  | 33.2435 | 22.1668 | -11.0768 | 149.3565 | 0 | 0 | 0 | 22.1668 | -11.0768 | 116.113 | 33.2435 | 0 | 0 | 0 | 22.1668
|  |  | 33.9264 | 29.4578 | -4.4686 | 180.1293 | 0 | 0 | 0 | 29.4578 | -4.4686 | 146.2029 | 33.9264 | 0 | 0 | 0 | 29.4578
|  |  | 35.3688 | 32.5958 | -2.773 | 192.8716 | 0 | 0 | 0 | 32.5958 | -2.773 | 157.5028 | 35.3688 | 0 | 0 | 0 | 32.5958
|  |  | 34.1685 | 32.6115 | -1.5571 | 198.5124 | 0 | 0 | 0 | 32.6115 | -1.5571 | 34.7785 | 34.1685 | 129.5654 | 0 | 116.6089 | 32.6115
|  |  | 35.1159 | 26.5459 | -8.57 | 169.2757 | 0 | 0 | 0 | 26.5459 | -8.57 | 0 | 35.1159 | 134.1598 | 0 | 237.3527 | 26.5459
|  |  | 40.4938 | 14.122 | -26.3719 | 127.5234 | 0 | 0 | 0 | 14.122 | -26.3719 | 0 | 40.4938 | 87.0296 | 0 | 315.6793 | 14.122
|  |  | 46.2897 | 4.1189 | -42.1708 | 102.2907 | 0 | 0 | 0 | 4.1189 | -42.1708 | 0 | 46.2897 | 56.001 | 0 | 366.0802 | 4.1189
|  |  | 46.7678 | 0.1509 | -46.6169 | 54.2176 | 0 | 0 | 0 | 0.1509 | -46.6169 | 0 | 46.7678 | 7.4498 | 0 | 372.7851 | 0.1509
|  |  | 41.1187 | 0 | -41.1187 | 7.731 | 0 | 0 | 0 | 0 | -41.1187 | 0 | 7.731 | 0 | 33.3877 | 335.6876 | 0
|  |  | 30.6708 | 0 | -30.6708 | 0 | 0 | 0 | 0 | 0 | -30.6708 | 0 | 0 | 0 | 30.6708 | 301.609 | 0
|  |  | 23.3615 | 0 | -23.3615 | 0 | 0 | 0 | 0 | 0 | -23.3615 | 0 | 0 | 0 | 23.3615 | 275.6518 | 0
|  |  | 23.6941 | 0 | -23.6941 | 0 | 0 | 0 | 0 | 0 | -23.6941 | 0 | 0 | 0 | 23.6941 | 249.325 | 0
|  |  | 24.2768 | 0 | -24.2768 | 0 | 0 | 0 | 0 | 0 | -24.2768 | 0 | 0 | 0 | 24.2768 | 222.3507 | 0
|  |  | 24.5562 | 0 | -24.5562 | 0 | 0 | 0 | 0 | 0 | -24.5562 | 0 | 0 | 0 | 24.5562 | 195.0661 | 0
|  |  | 24.0861 | 0 | -24.0861 | 0 | 0 | 0 | 0 | 0 | -24.0861 | 0 | 0 | 0 | 24.0861 | 168.3037 | 0
|  |  | 22.6294 | 0 | -22.6294 | 0 | 0 | 0 | 0 | 0 | -22.6294 | 0 | 0 | 0 | 22.6294 | 143.16 | 0
|  |  | 20.8758 | 0 | -20.8758 | 0 | 0 | 0 | 0 | 0 | -20.8758 | 0 | 0 | 0 | 20.8758 | 119.9647 | 0
|  |  | 18.9345 | 0 | -18.9345 | 0 | 0 | 0 | 0 | 0 | -18.9345 | 0 | 0 | 0 | 18.9345 | 98.9263 | 0
|  |  | 15.4144 | 0 | -15.4144 | 0 | 0 | 0 | 0 | 0 | -15.4144 | 0 | 0 | 0 | 15.4144 | 81.7992 | 0
|  |  | 11.7376 | 0 | -11.7376 | 0 | 0 | 0 | 0 | 0 | -11.7376 | 0 | 0 | 0 | 11.7376 | 68.7574 | 0
|  |  | 16.1057 | 0 | -16.1057 | 0.10073 | 0 | 0 | 0 | 0 | -16.1057 | 0 | 0.10073 | 0 | 16.005 | 50.974 | 0
|  |  | 19.9504 | 0.97629 | -18.9741 | 11.7853 | 0 | 0 | 0 | 0.97629 | -18.9741 | 0 | 11.7853 | 0 | 8.165 | 41.9018 | 0.97629
|  |  | 26.3005 | 7.3909 | -18.9096 | 34.3235 | 0 | 0 | 0 | 7.3909 | -18.9096 | 0 | 26.3005 | 8.023 | 0 | 49.1225 | 7.3909
|  |  | 31.0713 | 18.8445 | -12.2268 | 66.7584 | 0 | 0 | 0 | 18.8445 | -12.2268 | 0 | 31.0713 | 35.6871 | 0 | 81.2409 | 18.8445
|  |  | 33.2435 | 30.034 | -3.2095 | 100.0746 | 0 | 0 | 0 | 30.034 | -3.2095 | 0 | 33.2435 | 66.8311 | 0 | 141.3889 | 30.034
|  |  | 33.9264 | 39.4676 | 5.5411 | 102.744 | 5.5411 | 0 | 4.987 | 33.9264 | 0 | 0 | 33.9264 | 68.8175 | 0 | 203.3247 | 33.9264
|  |  | 35.3688 | 43.3087 | 7.9399 | 101.5604 | 7.9399 | 0 | 12.1329 | 35.3688 | 0 | 0 | 35.3688 | 66.1916 | 0 | 262.8971 | 35.3688
|  |  | 34.1685 | 38.6014 | 4.4328 | 86.6776 | 4.4328 | 0 | 16.1225 | 34.1685 | 0 | 0 | 34.1685 | 52.5091 | 0 | 310.1553 | 34.1685
|  |  | 35.1159 | 28.1286 | -6.9873 | 83.1521 | 0 | 6.9873 | 8.3588 | 28.1286 | 0 | 0 | 35.1159 | 48.0362 | 0 | 353.3879 | 28.1286
|  |  | 40.4938 | 15.9307 | -24.5631 | 54.1672 | 0 | 7.523 | 0 | 15.9307 | -17.0401 | 0 | 40.4938 | 13.6734 | 0 | 365.6939 | 15.9307
|  |  | 46.2897 | 5.2076 | -41.082 | 39.6622 | 0 | 0 | 0 | 5.2076 | -41.082 | 0 | 39.6622 | 0 | 6.6275 | 358.3301 | 5.2076
|  |  | 46.7678 | 0.24933 | -46.5184 | 19.5919 | 0 | 0 | 0 | 0.24933 | -46.5184 | 0 | 19.5919 | 0 | 27.1759 | 328.1346 | 0.24933
|  |  | 41.1187 | 0 | -41.1187 | 1.7376 | 0 | 0 | 0 | 0 | -41.1187 | 0 | 1.7376 | 0 | 39.3811 | 284.3778 | 0
|  |  | 30.6708 | 0 | -30.6708 | 0 | 0 | 0 | 0 | 0 | -30.6708 | 0 | 0 | 0 | 30.6708 | 250.2992 | 0
|  |  | 23.3615 | 0 | -23.3615 | 0 | 0 | 0 | 0 | 0 | -23.3615 | 0 | 0 | 0 | 23.3615 | 224.342 | 0
|  |  | 23.6941 | 0 | -23.6941 | 0 | 0 | 0 | 0 | 0 | -23.6941 | 0 | 0 | 0 | 23.6941 | 198.0152 | 0
|  |  | 24.2768 | 0 | -24.2768 | 0 | 0 | 0 | 0 | 0 | -24.2768 | 0 | 0 | 0 | 24.2768 | 171.0409 | 0
|  |  | 24.5562 | 0 | -24.5562 | 0 | 0 | 0 | 0 | 0 | -24.5562 | 0 | 0 | 0 | 24.5562 | 143.7563 | 0
|  |  | 24.0861 | 0 | -24.0861 | 0 | 0 | 0 | 0 | 0 | -24.0861 | 0 | 0 | 0 | 24.0861 | 116.994 | 0
|  |  | 22.6294 | 0 | -22.6294 | 0 | 0 | 0 | 0 | 0 | -22.6294 | 0 | 0 | 0 | 22.6294 | 91.8502 | 0
|  |  | 20.8758 | 0 | -20.8758 | 0 | 0 | 0 | 0 | 0 | -20.8758 | 0 | 0 | 0 | 20.8758 | 68.6549 | 0
|  |  | 18.9345 | 0 | -18.9345 | 0 | 0 | 0 | 0 | 0 | -18.9345 | 0 | 0 | 0 | 18.9345 | 47.6165 | 0
|  |  | 15.4144 | 0 | -15.4144 | 0 | 0 | 0 | 0 | 0 | -15.4144 | 0 | 0 | 0 | 15.4144 | 30.4894 | 0
|  |  | 11.7376 | 0 | -11.7376 | 0 | 0 | 0 | 0 | 0 | -11.7376 | 0 | 0 | 0 | 11.7376 | 17.4476 | 0
|  |  | 16.1057 | 0 | -16.1057 | 0.40292 | 0 | 0 | 0 | 0 | -16.1057 | 0 | 0.40292 | 0 | 15.7028 | 0 | 0
|  |  | 19.9504 | 0.91981 | -19.0306 | 21.5561 | 0 | 0 | 0 | 0.91981 | -19.0306 | 1.6057 | 19.9504 | 0 | 0 | 0 | 0.91981
|  |  | 26.3005 | 6.5553 | -19.7452 | 89.7499 | 0 | 0 | 0 | 6.5553 | -19.7452 | 63.4494 | 26.3005 | 0 | 0 | 0 | 6.5553
|  |  | 31.0713 | 16.1813 | -14.89 | 126.919 | 0 | 0 | 0 | 16.1813 | -14.89 | 95.8477 | 31.0713 | 0 | 0 | 0 | 16.1813
|  |  | 33.2435 | 24.6159 | -8.6277 | 173.9093 | 0 | 0 | 0 | 24.6159 | -8.6277 | 125.6476 | 33.2435 | 15.0181 | 0 | 13.5163 | 24.6159
|  |  | 33.9264 | 30.7612 | -3.1652 | 178.3162 | 0 | 0 | 0 | 30.7612 | -3.1652 | 0 | 33.9264 | 144.3898 | 0 | 143.4671 | 30.7612
|  |  | 35.3688 | 33.448 | -1.9208 | 161.9225 | 0 | 0 | 0 | 33.448 | -1.9208 | 0 | 35.3688 | 126.5537 | 0 | 257.3654 | 33.448
|  |  | 34.1685 | 30.4363 | -3.7322 | 111.6082 | 0 | 0 | 0 | 30.4363 | -3.7322 | 0 | 34.1685 | 77.4396 | 0 | 327.0611 | 30.4363
|  |  | 35.1159 | 23.1007 | -12.0152 | 96.5239 | 0 | 0 | 0 | 23.1007 | -12.0152 | 0 | 35.1159 | 61.408 | 0 | 382.3283 | 23.1007
|  |  | 40.4938 | 13.7282 | -26.7656 | 57.4913 | 0 | 0 | 0 | 13.7282 | -26.7656 | 0 | 40.4938 | 16.9975 | 0 | 397.626 | 13.7282
|  |  | 46.2897 | 4.6697 | -41.62 | 39.2089 | 0 | 0 | 0 | 4.6697 | -41.62 | 0 | 39.2089 | 0 | 7.0808 | 389.7585 | 4.6697
|  |  | 46.7678 | 0.36274 | -46.405 | 10.3751 | 0 | 0 | 0 | 0.36274 | -46.405 | 0 | 10.3751 | 0 | 36.3926 | 349.3222 | 0.36274
|  |  | 41.1187 | 0 | -41.1187 | 1.7376 | 0 | 0 | 0 | 0 | -41.1187 | 0 | 1.7376 | 0 | 39.3811 | 305.5654 | 0
|  |  | 30.6708 | 0 | -30.6708 | 0 | 0 | 0 | 0 | 0 | -30.6708 | 0 | 0 | 0 | 30.6708 | 271.4868 | 0
|  |  | 23.3615 | 0 | -23.3615 | 0 | 0 | 0 | 0 | 0 | -23.3615 | 0 | 0 | 0 | 23.3615 | 245.5296 | 0
|  |  | 23.6941 | 0 | -23.6941 | 0 | 0 | 0 | 0 | 0 | -23.6941 | 0 | 0 | 0 | 23.6941 | 219.2028 | 0
|  |  | 24.2768 | 0 | -24.2768 | 0 | 0 | 0 | 0 | 0 | -24.2768 | 0 | 0 | 0 | 24.2768 | 192.2285 | 0
|  |  | 24.5562 | 0 | -24.5562 | 0 | 0 | 0 | 0 | 0 | -24.5562 | 0 | 0 | 0 | 24.5562 | 164.9439 | 0
|  |  | 30.2465 | 0 | -30.2465 | 0 | 0 | 0 | 0 | 0 | -30.2465 | 0 | 0 | 0 | 30.2465 | 131.3367 | 0
|  |  | 28.1491 | 0 | -28.1491 | 0 | 0 | 0 | 0 | 0 | -28.1491 | 0 | 0 | 0 | 28.1491 | 100.0599 | 0
|  |  | 25.2107 | 0 | -25.2107 | 0 | 0 | 0 | 0 | 0 | -25.2107 | 0 | 0 | 0 | 25.2107 | 72.048 | 0
|  |  | 21.4417 | 0 | -21.4417 | 0 | 0 | 0 | 0 | 0 | -21.4417 | 0 | 0 | 0 | 21.4417 | 48.224 | 0
|  |  | 17.5188 | 0 | -17.5188 | 0 | 0 | 0 | 0 | 0 | -17.5188 | 0 | 0 | 0 | 17.5188 | 28.7586 | 0
|  |  | 14.3414 | 0 | -14.3414 | 0 | 0 | 0 | 0 | 0 | -14.3414 | 0 | 0 | 0 | 14.3414 | 12.8237 | 0
|  |  | 11.6673 | 0 | -11.6673 | 0.12591 | 0 | 0 | 0 | 0 | -11.6673 | 0 | 0.12591 | 0 | 11.5414 | 0 | 0
|  |  | 9.167 | 1.2579 | -7.9091 | 10.6269 | 0 | 0 | 0 | 1.2579 | -7.9091 | 1.46 | 9.167 | 0 | 0 | 0 | 1.2579
|  |  | 7.1962 | 8.4068 | 1.2106 | 8.5116 | 1.2106 | 0 | 1.0896 | 7.1962 | 0 | 1.3154 | 7.1962 | 0 | 0 | 0 | 7.1962
|  |  | 6.03 | 21.554 | 15.524 | 77.6372 | 15.524 | 0 | 15.0611 | 6.03 | 0 | 71.6072 | 6.03 | 0 | 0 | 0 | 6.03
|  |  | 6.0645 | 32.2128 | 26.1483 | 151.0941 | 26.1483 | 0 | 38.5946 | 6.0645 | 0 | 145.0296 | 6.0645 | 0 | 0 | 0 | 6.0645
|  |  | 6.9622 | 39.2027 | 32.2405 | 192.519 | 32.2405 | 0 | 67.6111 | 6.9622 | 0 | 185.5568 | 6.9622 | 0 | 0 | 0 | 6.9622
|  |  | 9.2104 | 42.0057 | 32.7952 | 184.6873 | 32.7952 | 0 | 97.1268 | 9.2104 | 0 | 55.7321 | 9.2104 | 119.7448 | 0 | 107.7703 | 9.2104
|  |  | 12.2202 | 37.6895 | 25.4692 | 135.5566 | 25.4692 | 0 | 120.0491 | 12.2202 | 0 | 0 | 12.2202 | 123.3363 | 0 | 218.773 | 12.2202
|  |  | 15.3949 | 30.269 | 14.8741 | 20.4481 | 14.8741 | 0 | 133.4358 | 15.3949 | 0 | 0 | 15.3949 | 5.0531 | 0 | 223.3209 | 15.3949
|  |  | 18.6761 | 19.5827 | 0.90661 | 58.5993 | 0.90661 | 0 | 134.2517 | 18.6761 | 0 | 0 | 18.6761 | 39.9232 | 0 | 259.2518 | 18.6761
|  |  | 22.1391 | 6.8597 | -15.2794 | 120.699 | 0 | 15.2794 | 117.2746 | 6.8597 | 0 | 0 | 22.1391 | 98.5599 | 0 | 347.9556 | 6.8597
|  |  | 26.0591 | 0.46716 | -25.592 | 54.5701 | 0 | 25.592 | 88.8391 | 0.46716 | 0 | 0 | 26.0591 | 28.511 | 0 | 373.6156 | 0.46716
|  |  | 29.8278 | 0 | -29.8278 | 7.731 | 0 | 29.8278 | 55.697 | 0 | 0 | 0 | 7.731 | 0 | 22.0969 | 349.0635 | 0
|  |  | 32.3465 | 0 | -32.3465 | 0 | 0 | 32.3465 | 19.7565 | 0 | 0 | 0 | 0 | 0 | 32.3465 | 313.123 | 0
|  |  | 33.6507 | 0 | -33.6507 | 0 | 0 | 17.7808 | 0 | 0 | -15.8699 | 0 | 0 | 0 | 33.6507 | 275.7333 | 0
|  |  | 34.0882 | 0 | -34.0882 | 0 | 0 | 0 | 0 | 0 | -34.0882 | 0 | 0 | 0 | 34.0882 | 237.8575 | 0
|  |  | 33.501 | 0 | -33.501 | 0 | 0 | 0 | 0 | 0 | -33.501 | 0 | 0 | 0 | 33.501 | 200.6342 | 0
|  |  | 32.1465 | 0 | -32.1465 | 0 | 0 | 0 | 0 | 0 | -32.1465 | 0 | 0 | 0 | 32.1465 | 164.9159 | 0
|  |  | 30.2465 | 0 | -30.2465 | 0 | 0 | 0 | 0 | 0 | -30.2465 | 0 | 0 | 0 | 30.2465 | 131.3087 | 0
|  |  | 28.1491 | 0 | -28.1491 | 0 | 0 | 0 | 0 | 0 | -28.1491 | 0 | 0 | 0 | 28.1491 | 100.0319 | 0
|  |  | 25.2107 | 0 | -25.2107 | 0 | 0 | 0 | 0 | 0 | -25.2107 | 0 | 0 | 0 | 25.2107 | 72.02 | 0
|  |  | 21.4417 | 0 | -21.4417 | 0 | 0 | 0 | 0 | 0 | -21.4417 | 0 | 0 | 0 | 21.4417 | 48.196 | 0
|  |  | 17.5188 | 0 | -17.5188 | 0 | 0 | 0 | 0 | 0 | -17.5188 | 0 | 0 | 0 | 17.5188 | 28.7306 | 0
|  |  | 14.3414 | 0 | -14.3414 | 0 | 0 | 0 | 0 | 0 | -14.3414 | 0 | 0 | 0 | 14.3414 | 12.7957 | 0
|  |  | 11.6673 | 0 | -11.6673 | 0.15109 | 0 | 0 | 0 | 0 | -11.6673 | 0 | 0.15109 | 0 | 11.5162 | 0 | 0
|  |  | 9.167 | 1.3513 | -7.8157 | 17.7787 | 0 | 0 | 0 | 1.3513 | -7.8157 | 8.6118 | 9.167 | 0 | 0 | 0 | 1.3513
|  |  | 7.1962 | 8.019 | 0.82281 | 76.2521 | 0.82281 | 0 | 0.74053 | 7.1962 | 0 | 69.0559 | 7.1962 | 0 | 0 | 0 | 7.1962
|  |  | 6.03 | 20.5393 | 14.5093 | 135.4307 | 14.5093 | 0 | 13.7989 | 6.03 | 0 | 129.4007 | 6.03 | 0 | 0 | 0 | 6.03
|  |  | 6.0645 | 34.3272 | 28.2627 | 183.3778 | 28.2627 | 0 | 39.2354 | 6.0645 | 0 | 177.3134 | 6.0645 | 0 | 0 | 0 | 6.0645
|  |  | 6.9622 | 43.6733 | 36.7111 | 216.4926 | 36.7111 | 0 | 72.2754 | 6.9622 | 0 | 209.5304 | 6.9622 | 0 | 0 | 0 | 6.9622
|  |  | 9.2104 | 44.3899 | 35.1794 | 230.8717 | 35.1794 | 0 | 103.9369 | 9.2104 | 0 | 221.6613 | 9.2104 | 0 | 0 | 0 | 9.2104
|  |  | 12.2202 | 38.5019 | 26.2817 | 228.5298 | 26.2817 | 0 | 127.5904 | 12.2202 | 0 | 216.3096 | 12.2202 | 0 | 0 | 0 | 12.2202
|  |  | 15.3949 | 29.4769 | 14.0819 | 208.7868 | 14.0819 | 0 | 140.2642 | 15.3949 | 0 | 75.8232 | 15.3949 | 117.5687 | 0 | 105.8118 | 15.3949
|  |  | 18.6761 | 17.8961 | -0.78003 | 170.7615 | 0 | 0.78003 | 139.3975 | 17.8961 | 0 | 0 | 18.6761 | 152.0854 | 0 | 242.6887 | 17.8961
|  |  | 22.1391 | 6.2964 | -15.8427 | 118.7348 | 0 | 15.8427 | 121.7945 | 6.2964 | 0 | 0 | 22.1391 | 96.5956 | 0 | 329.6247 | 6.2964
|  |  | 26.0591 | 0.54744 | -25.5117 | 61.9738 | 0 | 25.5117 | 93.4481 | 0.54744 | 0 | 0 | 26.0591 | 35.9146 | 0 | 361.9479 | 0.54744
|  |  | 29.8278 | 0 | -29.8278 | 6.0941 | 0 | 29.8278 | 60.3061 | 0 | 0 | 0 | 6.0941 | 0 | 23.7337 | 335.5771 | 0
|  |  | 32.3465 | 0 | -32.3465 | 0 | 0 | 32.3465 | 24.3656 | 0 | 0 | 0 | 0 | 0 | 32.3465 | 299.6366 | 0
|  |  | 33.6507 | 0 | -33.6507 | 0 | 0 | 21.929 | 0 | 0 | -11.7217 | 0 | 0 | 0 | 33.6507 | 262.2469 | 0
|  |  | 34.0882 | 0 | -34.0882 | 0 | 0 | 0 | 0 | 0 | -34.0882 | 0 | 0 | 0 | 34.0882 | 224.3711 | 0
|  |  | 33.501 | 0 | -33.501 | 0 | 0 | 0 | 0 | 0 | -33.501 | 0 | 0 | 0 | 33.501 | 187.1478 | 0
|  |  | 32.1465 | 0 | -32.1465 | 0 | 0 | 0 | 0 | 0 | -32.1465 | 0 | 0 | 0 | 32.1465 | 151.4295 | 0
|  |  | 24.0861 | 0 | -24.0861 | 0 | 0 | 0 | 0 | 0 | -24.0861 | 0 | 0 | 0 | 24.0861 | 124.6672 | 0
|  |  | 22.6294 | 0 | -22.6294 | 0 | 0 | 0 | 0 | 0 | -22.6294 | 0 | 0 | 0 | 22.6294 | 99.5234 | 0
|  |  | 20.8758 | 0 | -20.8758 | 0 | 0 | 0 | 0 | 0 | -20.8758 | 0 | 0 | 0 | 20.8758 | 76.3281 | 0
|  |  | 18.9345 | 0 | -18.9345 | 0 | 0 | 0 | 0 | 0 | -18.9345 | 0 | 0 | 0 | 18.9345 | 55.2898 | 0
|  |  | 15.4144 | 0 | -15.4144 | 0 | 0 | 0 | 0 | 0 | -15.4144 | 0 | 0 | 0 | 15.4144 | 38.1626 | 0
|  |  | 11.7376 | 0 | -11.7376 | 0 | 0 | 0 | 0 | 0 | -11.7376 | 0 | 0 | 0 | 11.7376 | 25.1208 | 0
|  |  | 16.1057 | 0 | -16.1057 | 0.12591 | 0 | 0 | 0 | 0 | -16.1057 | 0 | 0.12591 | 0 | 15.9798 | 7.3655 | 0
|  |  | 19.9504 | 1.5731 | -18.3773 | 13.3215 | 0 | 0 | 0 | 1.5731 | -18.3773 | 0 | 13.3215 | 0 | 6.6289 | 0 | 1.5731
|  |  | 26.3005 | 9.561 | -16.7395 | 46.9399 | 0 | 0 | 0 | 9.561 | -16.7395 | 20.6394 | 26.3005 | 0 | 0 | 0 | 9.561
|  |  | 31.0713 | 23.1828 | -7.8884 | 85.9725 | 0 | 0 | 0 | 23.1828 | -7.8884 | 54.9012 | 31.0713 | 0 | 0 | 0 | 23.1828
|  |  | 33.2435 | 35.3216 | 2.0781 | 96.1966 | 2.0781 | 0 | 1.8703 | 33.2435 | 0 | 55.4254 | 33.2435 | 7.5276 | 0 | 6.7748 | 33.2435
|  |  | 33.9264 | 42.7493 | 8.8229 | 111.8348 | 8.8229 | 0 | 9.8109 | 33.9264 | 0 | 0 | 33.9264 | 77.9084 | 0 | 76.8924 | 33.9264
|  |  | 35.3688 | 45.7122 | 10.3434 | 119.5658 | 10.3434 | 0 | 19.1199 | 35.3688 | 0 | 0 | 35.3688 | 84.197 | 0 | 152.6697 | 35.3688
|  |  | 34.1685 | 44.7583 | 10.5898 | 145.2266 | 10.5898 | 0 | 28.6507 | 34.1685 | 0 | 0 | 34.1685 | 111.058 | 0 | 252.6219 | 34.1685
|  |  | 35.1159 | 36.3438 | 1.2279 | 104.0535 | 1.2279 | 0 | 29.7559 | 35.1159 | 0 | 0 | 35.1159 | 68.9376 | 0 | 314.6657 | 35.1159
|  |  | 40.4938 | 21.6767 | -18.8172 | 62.7292 | 0 | 18.8172 | 8.8479 | 21.6767 | 0 | 0 | 40.4938 | 22.2354 | 0 | 334.6776 | 21.6767
|  |  | 46.2897 | 7.7268 | -38.5628 | 66.1037 | 0 | 7.9631 | 0 | 7.7268 | -30.5997 | 0 | 46.2897 | 19.814 | 0 | 352.5102 | 7.7268
|  |  | 46.7678 | 0.72521 | -46.0426 | 25.1068 | 0 | 0 | 0 | 0.72521 | -46.0426 | 0 | 25.1068 | 0 | 21.661 | 328.4424 | 0.72521
|  |  | 41.1187 | 0 | -41.1187 | 1.7628 | 0 | 0 | 0 | 0 | -41.1187 | 0 | 1.7628 | 0 | 39.3559 | 284.7136 | 0
|  |  | 30.6708 | 0 | -30.6708 | 0 | 0 | 0 | 0 | 0 | -30.6708 | 0 | 0 | 0 | 30.6708 | 250.635 | 0
|  |  | 23.3615 | 0 | -23.3615 | 0 | 0 | 0 | 0 | 0 | -23.3615 | 0 | 0 | 0 | 23.3615 | 224.6777 | 0
|  |  | 23.6941 | 0 | -23.6941 | 0 | 0 | 0 | 0 | 0 | -23.6941 | 0 | 0 | 0 | 23.6941 | 198.3509 | 0
|  |  | 24.2768 | 0 | -24.2768 | 0 | 0 | 0 | 0 | 0 | -24.2768 | 0 | 0 | 0 | 24.2768 | 171.3766 | 0
|  |  | 24.5562 | 0 | -24.5562 | 0 | 0 | 0 | 0 | 0 | -24.5562 | 0 | 0 | 0 | 24.5562 | 144.092 | 0
|  |  | 24.0861 | 0 | -24.0861 | 0 | 0 | 0 | 0 | 0 | -24.0861 | 0 | 0 | 0 | 24.0861 | 117.3297 | 0
|  |  | 22.6294 | 0 | -22.6294 | 0 | 0 | 0 | 0 | 0 | -22.6294 | 0 | 0 | 0 | 22.6294 | 92.186 | 0
|  |  | 20.8758 | 0 | -20.8758 | 0 | 0 | 0 | 0 | 0 | -20.8758 | 0 | 0 | 0 | 20.8758 | 68.9907 | 0
|  |  | 18.9345 | 0 | -18.9345 | 0 | 0 | 0 | 0 | 0 | -18.9345 | 0 | 0 | 0 | 18.9345 | 47.9523 | 0
|  |  | 15.4144 | 0 | -15.4144 | 0 | 0 | 0 | 0 | 0 | -15.4144 | 0 | 0 | 0 | 15.4144 | 30.8252 | 0
|  |  | 11.7376 | 0 | -11.7376 | 0 | 0 | 0 | 0 | 0 | -11.7376 | 0 | 0 | 0 | 11.7376 | 17.7834 | 0
|  |  | 16.1057 | 0 | -16.1057 | 0.10073 | 0 | 0 | 0 | 0 | -16.1057 | 0 | 0.10073 | 0 | 16.005 | 0 | 0
|  |  | 19.9504 | 1.8432 | -18.1072 | 21.0273 | 0 | 0 | 0 | 1.8432 | -18.1072 | 1.0769 | 19.9504 | 0 | 0 | 0 | 1.8432
|  |  | 26.3005 | 10.576 | -15.7245 | 83.2277 | 0 | 0 | 0 | 10.576 | -15.7245 | 56.9271 | 26.3005 | 0 | 0 | 0 | 10.576
|  |  | 31.0713 | 23.9001 | -7.1712 | 145.3273 | 0 | 0 | 0 | 23.9001 | -7.1712 | 114.256 | 31.0713 | 0 | 0 | 0 | 23.9001
|  |  | 33.2435 | 35.1073 | 1.8638 | 195.2639 | 1.8638 | 0 | 1.6774 | 33.2435 | 0 | 162.0204 | 33.2435 | 0 | 0 | 0 | 33.2435
|  |  | 33.9264 | 42.8956 | 8.9692 | 229.7134 | 8.9692 | 0 | 9.7497 | 33.9264 | 0 | 195.7869 | 33.9264 | 0 | 0 | 0 | 33.9264
|  |  | 35.3688 | 45.9281 | 10.5593 | 245.0746 | 10.5593 | 0 | 19.2531 | 35.3688 | 0 | 209.7058 | 35.3688 | 0 | 0 | 0 | 35.3688
|  |  | 34.1685 | 42.6969 | 8.5284 | 241.3476 | 8.5284 | 0 | 26.9286 | 34.1685 | 0 | 207.1791 | 34.1685 | 0 | 0 | 0 | 34.1685
|  |  | 35.1159 | 32.6735 | -2.4424 | 219.162 | 0 | 2.4424 | 24.2149 | 32.6735 | 0 | 60.109 | 35.1159 | 123.9371 | 0 | 111.5434 | 32.6735
|  |  | 40.4938 | 20.0327 | -20.4612 | 179.8523 | 0 | 20.4612 | 1.4803 | 20.0327 | 0 | 0 | 40.4938 | 139.3585 | 0 | 236.966 | 20.0327
|  |  | 46.2897 | 7.8945 | -38.3952 | 125.3074 | 0 | 1.3323 | 0 | 7.8945 | -37.0629 | 0 | 46.2897 | 79.0177 | 0 | 308.0819 | 7.8945
|  |  | 46.7678 | 0.81103 | -45.9567 | 66.5066 | 0 | 0 | 0 | 0.81103 | -45.9567 | 0 | 46.7678 | 19.7388 | 0 | 325.8469 | 0.81103
|  |  | 41.1187 | 0 | -41.1187 | 5.8171 | 0 | 0 | 0 | 0 | -41.1187 | 0 | 5.8171 | 0 | 35.3016 | 286.6229 | 0
|  |  | 30.6708 | 0 | -30.6708 | 0 | 0 | 0 | 0 | 0 | -30.6708 | 0 | 0 | 0 | 30.6708 | 252.5443 | 0
|  |  | 23.3615 | 0 | -23.3615 | 0 | 0 | 0 | 0 | 0 | -23.3615 | 0 | 0 | 0 | 23.3615 | 226.587 | 0
|  |  | 23.6941 | 0 | -23.6941 | 0 | 0 | 0 | 0 | 0 | -23.6941 | 0 | 0 | 0 | 23.6941 | 200.2602 | 0
|  |  | 24.2768 | 0 | -24.2768 | 0 | 0 | 0 | 0 | 0 | -24.2768 | 0 | 0 | 0 | 24.2768 | 173.2859 | 0
|  |  | 24.5562 | 0 | -24.5562 | 0 | 0 | 0 | 0 | 0 | -24.5562 | 0 | 0 | 0 | 24.5562 | 146.0013 | 0
|  |  | 24.0861 | 0 | -24.0861 | 0 | 0 | 0 | 0 | 0 | -24.0861 | 0 | 0 | 0 | 24.0861 | 119.239 | 0
|  |  | 22.6294 | 0 | -22.6294 | 0 | 0 | 0 | 0 | 0 | -22.6294 | 0 | 0 | 0 | 22.6294 | 94.0952 | 0
|  |  | 20.8758 | 0 | -20.8758 | 0 | 0 | 0 | 0 | 0 | -20.8758 | 0 | 0 | 0 | 20.8758 | 70.8999 | 0
|  |  | 18.9345 | 0 | -18.9345 | 0 | 0 | 0 | 0 | 0 | -18.9345 | 0 | 0 | 0 | 18.9345 | 49.8616 | 0
|  |  | 15.4144 | 0 | -15.4144 | 0 | 0 | 0 | 0 | 0 | -15.4144 | 0 | 0 | 0 | 15.4144 | 32.7345 | 0
|  |  | 11.7376 | 0 | -11.7376 | 0 | 0 | 0 | 0 | 0 | -11.7376 | 0 | 0 | 0 | 11.7376 | 19.6926 | 0
|  |  | 16.1057 | 0.011658 | -16.0941 | 0.12591 | 0 | 0 | 0 | 0.011658 | -16.0941 | 0 | 0.12591 | 0 | 15.9798 | 1.9373 | 0.011658
|  |  | 19.9504 | 2.1593 | -17.791 | 18.2068 | 0 | 0 | 0 | 2.1593 | -17.791 | 0 | 18.2068 | 0 | 1.7435 | 0 | 2.1593
|  |  | 26.3005 | 11.3816 | -14.9189 | 74.8419 | 0 | 0 | 0 | 11.3816 | -14.9189 | 48.5414 | 26.3005 | 0 | 0 | 0 | 11.3816
|  |  | 31.0713 | 26.7369 | -4.3344 | 120.2961 | 0 | 0 | 0 | 26.7369 | -4.3344 | 89.2248 | 31.0713 | 0 | 0 | 0 | 26.7369
|  |  | 33.2435 | 43.3234 | 10.0798 | 146.7879 | 10.0798 | 0 | 9.0719 | 33.2435 | 0 | 113.5444 | 33.2435 | 0 | 0 | 0 | 33.2435
|  |  | 33.9264 | 54.5009 | 20.5745 | 180.4315 | 20.5745 | 0 | 27.5889 | 33.9264 | 0 | 146.5051 | 33.9264 | 0 | 0 | 0 | 33.9264
|  |  | 35.3688 | 56.6055 | 21.2368 | 215.3091 | 21.2368 | 0 | 46.702 | 35.3688 | 0 | 8.7027 | 35.3688 | 171.2376 | 0 | 154.1138 | 35.3688
|  |  | 34.1685 | 50.6412 | 16.4727 | 158.0192 | 16.4727 | 0 | 61.5274 | 34.1685 | 0 | 0 | 34.1685 | 123.8507 | 0 | 265.5794 | 34.1685
|  |  | 35.1159 | 38.8317 | 3.7158 | 88.0375 | 3.7158 | 0 | 64.8716 | 35.1159 | 0 | 0 | 35.1159 | 52.9216 | 0 | 313.2089 | 35.1159
|  |  | 40.4938 | 24.1197 | -16.3741 | 30.8736 | 0 | 16.3741 | 46.6781 | 24.1197 | 0 | 0 | 30.8736 | 0 | 9.6203 | 302.5197 | 24.1197
|  |  | 46.2897 | 9.2014 | -37.0883 | 86.8539 | 0 | 37.0883 | 5.4689 | 9.2014 | 0 | 0 | 46.2897 | 40.5642 | 0 | 339.0275 | 9.2014
|  |  | 46.7678 | 1.1973 | -45.5705 | 53.9909 | 0 | 4.922 | 0 | 1.1973 | -40.6485 | 0 | 46.7678 | 7.2232 | 0 | 345.5283 | 1.1973
|  |  | 41.1187 | 0 | -41.1187 | 5.3135 | 0 | 0 | 0 | 0 | -41.1187 | 0 | 5.3135 | 0 | 35.8052 | 305.7448 | 0
|  |  | 30.6708 | 0 | -30.6708 | 0 | 0 | 0 | 0 | 0 | -30.6708 | 0 | 0 | 0 | 30.6708 | 271.6662 | 0
|  |  | 23.3615 | 0 | -23.3615 | 0 | 0 | 0 | 0 | 0 | -23.3615 | 0 | 0 | 0 | 23.3615 | 245.7089 | 0
|  |  | 23.6941 | 0 | -23.6941 | 0 | 0 | 0 | 0 | 0 | -23.6941 | 0 | 0 | 0 | 23.6941 | 219.3821 | 0
|  |  | 24.2768 | 0 | -24.2768 | 0 | 0 | 0 | 0 | 0 | -24.2768 | 0 | 0 | 0 | 24.2768 | 192.4078 | 0
|  |  | 24.5562 | 0 | -24.5562 | 0 | 0 | 0 | 0 | 0 | -24.5562 | 0 | 0 | 0 | 24.5562 | 165.1232 | 0
|  |  | 24.0861 | 0 | -24.0861 | 0 | 0 | 0 | 0 | 0 | -24.0861 | 0 | 0 | 0 | 24.0861 | 138.3609 | 0
|  |  | 22.6294 | 0 | -22.6294 | 0 | 0 | 0 | 0 | 0 | -22.6294 | 0 | 0 | 0 | 22.6294 | 113.2171 | 0
|  |  | 20.8758 | 0 | -20.8758 | 0 | 0 | 0 | 0 | 0 | -20.8758 | 0 | 0 | 0 | 20.8758 | 90.0218 | 0
|  |  | 18.9345 | 0 | -18.9345 | 0 | 0 | 0 | 0 | 0 | -18.9345 | 0 | 0 | 0 | 18.9345 | 68.9835 | 0
|  |  | 15.4144 | 0 | -15.4144 | 0 | 0 | 0 | 0 | 0 | -15.4144 | 0 | 0 | 0 | 15.4144 | 51.8563 | 0
|  |  | 11.7376 | 0 | -11.7376 | 0 | 0 | 0 | 0 | 0 | -11.7376 | 0 | 0 | 0 | 11.7376 | 38.8145 | 0
|  |  | 16.1057 | 0.01143 | -16.0943 | 0.12591 | 0 | 0 | 0 | 0.01143 | -16.0943 | 0 | 0.12591 | 0 | 15.9798 | 21.0591 | 0.01143
|  |  | 19.9504 | 1.9949 | -17.9555 | 12.7423 | 0 | 0 | 0 | 1.9949 | -17.9555 | 0 | 12.7423 | 0 | 7.2081 | 13.0501 | 1.9949
|  |  | 26.3005 | 9.7324 | -16.5681 | 14.5554 | 0 | 0 | 0 | 9.7324 | -16.5681 | 0 | 14.5554 | 0 | 11.7451 | 0 | 9.7324
|  |  | 31.0713 | 21.7254 | -9.3459 | 61.8227 | 0 | 0 | 0 | 21.7254 | -9.3459 | 30.7514 | 31.0713 | 0 | 0 | 0 | 21.7254
|  |  | 33.2435 | 31.7483 | -1.4952 | 89.4729 | 0 | 0 | 0 | 31.7483 | -1.4952 | 56.2293 | 33.2435 | 0 | 0 | 0 | 31.7483
|  |  | 33.9264 | 39.6004 | 5.674 | 160.1094 | 5.674 | 0 | 5.1066 | 33.9264 | 0 | 126.1829 | 33.9264 | 0 | 0 | 0 | 33.9264
|  |  | 35.3688 | 45.0875 | 9.7187 | 206.4701 | 9.7187 | 0 | 13.8535 | 35.3688 | 0 | 171.1013 | 35.3688 | 0 | 0 | 0 | 35.3688
|  |  | 34.1685 | 43.6198 | 9.4512 | 221.9068 | 9.4512 | 0 | 22.3596 | 34.1685 | 0 | 138.9745 | 34.1685 | 48.7638 | 0 | 43.8874 | 34.1685
|  |  | 35.1159 | 33.7039 | -1.412 | 174.5892 | 0 | 1.412 | 20.7907 | 33.7039 | 0 | 0 | 35.1159 | 139.4733 | 0 | 169.4133 | 33.7039
|  |  | 40.4938 | 19.3181 | -21.1757 | 138.0748 | 0 | 18.7116 | 0 | 19.3181 | -2.4641 | 0 | 40.4938 | 97.581 | 0 | 257.2362 | 19.3181
|  |  | 46.2897 | 6.9628 | -39.3268 | 111.2052 | 0 | 0 | 0 | 6.9628 | -39.3268 | 0 | 46.2897 | 64.9156 | 0 | 315.6602 | 6.9628
|  |  | 46.7678 | 0.98778 | -45.78 | 54.7212 | 0 | 0 | 0 | 0.98778 | -45.78 | 0 | 46.7678 | 7.9535 | 0 | 322.8183 | 0.98778
|  |  | 41.1187 | 0 | -41.1187 | 6.5978 | 0 | 0 | 0 | 0 | -41.1187 | 0 | 6.5978 | 0 | 34.5209 | 284.4618 | 0
|  |  | 30.6708 | 0 | -30.6708 | 0 | 0 | 0 | 0 | 0 | -30.6708 | 0 | 0 | 0 | 30.6708 | 250.3832 | 0
|  |  | 23.3615 | 0 | -23.3615 | 0 | 0 | 0 | 0 | 0 | -23.3615 | 0 | 0 | 0 | 23.3615 | 224.4259 | 0
|  |  | 23.6941 | 0 | -23.6941 | 0 | 0 | 0 | 0 | 0 | -23.6941 | 0 | 0 | 0 | 23.6941 | 198.0991 | 0
|  |  | 24.2768 | 0 | -24.2768 | 0 | 0 | 0 | 0 | 0 | -24.2768 | 0 | 0 | 0 | 24.2768 | 171.1248 | 0
|  |  | 24.5562 | 0 | -24.5562 | 0 | 0 | 0 | 0 | 0 | -24.5562 | 0 | 0 | 0 | 24.5562 | 143.8402 | 0
|  |  | 24.0861 | 0 | -24.0861 | 0 | 0 | 0 | 0 | 0 | -24.0861 | 0 | 0 | 0 | 24.0861 | 117.0779 | 0
|  |  | 22.6294 | 0 | -22.6294 | 0 | 0 | 0 | 0 | 0 | -22.6294 | 0 | 0 | 0 | 22.6294 | 91.9341 | 0
|  |  | 20.8758 | 0 | -20.8758 | 0 | 0 | 0 | 0 | 0 | -20.8758 | 0 | 0 | 0 | 20.8758 | 68.7388 | 0
|  |  | 18.9345 | 0 | -18.9345 | 0 | 0 | 0 | 0 | 0 | -18.9345 | 0 | 0 | 0 | 18.9345 | 47.7005 | 0
|  |  | 15.4144 | 0 | -15.4144 | 0 | 0 | 0 | 0 | 0 | -15.4144 | 0 | 0 | 0 | 15.4144 | 30.5733 | 0
|  |  | 11.7376 | 0 | -11.7376 | 0 | 0 | 0 | 0 | 0 | -11.7376 | 0 | 0 | 0 | 11.7376 | 17.5315 | 0
|  |  | 16.1057 | 0 | -16.1057 | 0.32737 | 0 | 0 | 0 | 0 | -16.1057 | 0 | 0.32737 | 0 | 15.7784 | 0 | 0
|  |  | 19.9504 | 2.0891 | -17.8612 | 25.7112 | 0 | 0 | 0 | 2.0891 | -17.8612 | 5.7608 | 19.9504 | 0 | 0 | 0 | 2.0891
|  |  | 26.3005 | 10.2451 | -16.0555 | 94.7612 | 0 | 0 | 0 | 10.2451 | -16.0555 | 68.4606 | 26.3005 | 0 | 0 | 0 | 10.2451
|  |  | 31.0713 | 23.5183 | -7.553 | 163.6601 | 0 | 0 | 0 | 23.5183 | -7.553 | 132.5888 | 31.0713 | 0 | 0 | 0 | 23.5183
|  |  | 33.2435 | 36.7701 | 3.5266 | 220.7484 | 3.5266 | 0 | 3.1739 | 33.2435 | 0 | 187.5049 | 33.2435 | 0 | 0 | 0 | 33.2435
|  |  | 33.9264 | 45.0417 | 11.1153 | 203.1963 | 11.1153 | 0 | 13.1776 | 33.9264 | 0 | 169.2699 | 33.9264 | 0 | 0 | 0 | 33.9264
|  |  | 35.3688 | 44.3313 | 8.9625 | 50.0373 | 8.9625 | 0 | 21.2439 | 35.3688 | 0 | 14.6685 | 35.3688 | 0 | 0 | 0 | 35.3688
|  |  | 34.1685 | 40.5982 | 6.4296 | 275.0164 | 6.4296 | 0 | 27.0306 | 34.1685 | 0 | 240.8479 | 34.1685 | 0 | 0 | 0 | 34.1685
|  |  | 35.1159 | 34.4384 | -0.6775 | 248.1468 | 0 | 0.6775 | 26.2778 | 34.4384 | 0 | 123.2418 | 35.1159 | 89.7891 | 0 | 80.8102 | 34.4384
|  |  | 40.4938 | 22.0204 | -18.4734 | 205.9916 | 0 | 18.4734 | 5.7518 | 22.0204 | 0 | 0 | 40.4938 | 165.4978 | 0 | 229.7582 | 22.0204
|  |  | 46.2897 | 8.7548 | -37.5348 | 146.2339 | 0 | 5.1766 | 0 | 8.7548 | -32.3582 | 0 | 46.2897 | 99.9442 | 0 | 319.708 | 8.7548
|  |  | 46.7678 | 1.272 | -45.4958 | 75.8492 | 0 | 0 | 0 | 1.272 | -45.4958 | 0 | 46.7678 | 29.0815 | 0 | 345.8813 | 1.272
|  |  | 41.1187 | 0 | -41.1187 | 10.8284 | 0 | 0 | 0 | 0 | -41.1187 | 0 | 10.8284 | 0 | 30.2903 | 312.2254 | 0
|  |  | 30.6708 | 0 | -30.6708 | 0 | 0 | 0 | 0 | 0 | -30.6708 | 0 | 0 | 0 | 30.6708 | 278.1468 | 0
|  |  | 23.3615 | 0 | -23.3615 | 0 | 0 | 0 | 0 | 0 | -23.3615 | 0 | 0 | 0 | 23.3615 | 252.1896 | 0
|  |  | 23.6941 | 0 | -23.6941 | 0 | 0 | 0 | 0 | 0 | -23.6941 | 0 | 0 | 0 | 23.6941 | 225.8627 | 0
|  |  | 24.2768 | 0 | -24.2768 | 0 | 0 | 0 | 0 | 0 | -24.2768 | 0 | 0 | 0 | 24.2768 | 198.8885 | 0
|  |  | 24.5562 | 0 | -24.5562 | 0 | 0 | 0 | 0 | 0 | -24.5562 | 0 | 0 | 0 | 24.5562 | 171.6039 | 0
|  |  | 30.2465 | 0 | -30.2465 | 0 | 0 | 0 | 0 | 0 | -30.2465 | 0 | 0 | 0 | 30.2465 | 137.9967 | 0
|  |  | 28.1491 | 0 | -28.1491 | 0 | 0 | 0 | 0 | 0 | -28.1491 | 0 | 0 | 0 | 28.1491 | 106.7199 | 0
|  |  | 25.2107 | 0 | -25.2107 | 0 | 0 | 0 | 0 | 0 | -25.2107 | 0 | 0 | 0 | 25.2107 | 78.708 | 0
|  |  | 21.4417 | 0 | -21.4417 | 0 | 0 | 0 | 0 | 0 | -21.4417 | 0 | 0 | 0 | 21.4417 | 54.8839 | 0
|  |  | 17.5188 | 0 | -17.5188 | 0 | 0 | 0 | 0 | 0 | -17.5188 | 0 | 0 | 0 | 17.5188 | 35.4186 | 0
|  |  | 14.3414 | 0 | -14.3414 | 0 | 0 | 0 | 0 | 0 | -14.3414 | 0 | 0 | 0 | 14.3414 | 19.4837 | 0
|  |  | 11.6673 | 0.011189 | -11.6561 | 0.10073 | 0 | 0 | 0 | 0.011189 | -11.6561 | 0 | 0.10073 | 0 | 11.5665 | 6.632 | 0.011189
|  |  | 9.167 | 2.2782 | -6.8888 | 3.1982 | 0 | 0 | 0 | 2.2782 | -6.8888 | 0 | 3.1982 | 0 | 5.9688 | 0 | 2.2782
|  |  | 7.1962 | 10.376 | 3.1798 | 66.3555 | 3.1798 | 0 | 2.8618 | 7.1962 | 0 | 59.1593 | 7.1962 | 0 | 0 | 0 | 7.1962
|  |  | 6.03 | 21.771 | 15.741 | 76.101 | 15.741 | 0 | 17.0287 | 6.03 | 0 | 70.071 | 6.03 | 0 | 0 | 0 | 6.03
|  |  | 6.0645 | 31.9258 | 25.8613 | 62.2759 | 25.8613 | 0 | 40.3039 | 6.0645 | 0 | 56.2115 | 6.0645 | 0 | 0 | 0 | 6.0645
|  |  | 6.9622 | 41.0087 | 34.0465 | 48.1235 | 34.0465 | 0 | 70.9458 | 6.9622 | 0 | 41.1613 | 6.9622 | 0 | 0 | 0 | 6.9622
|  |  | 9.2104 | 46.3271 | 37.1167 | 130.0668 | 37.1167 | 0 | 104.3508 | 9.2104 | 0 | 99.6059 | 9.2104 | 21.2504 | 0 | 19.1254 | 9.2104
|  |  | 12.2202 | 41.9665 | 29.7463 | 22.513 | 29.7463 | 0 | 131.1224 | 12.2202 | 0 | 0 | 12.2202 | 10.2928 | 0 | 28.3889 | 12.2202
|  |  | 15.3949 | 32.1896 | 16.7946 | 207.4773 | 16.7946 | 0 | 146.2376 | 15.3949 | 0 | 0 | 15.3949 | 192.0824 | 0 | 201.2631 | 15.3949
|  |  | 18.6761 | 20.7911 | 2.1151 | 118.2815 | 2.1151 | 0 | 148.1412 | 18.6761 | 0 | 0 | 18.6761 | 99.6054 | 0 | 290.9079 | 18.6761
|  |  | 22.1391 | 8.1935 | -13.9456 | 45.7311 | 0 | 13.9456 | 132.646 | 8.1935 | 0 | 0 | 22.1391 | 23.592 | 0 | 312.1408 | 8.1935
|  |  | 26.0591 | 1.2077 | -24.8514 | 87.3072 | 0 | 24.8514 | 105.0333 | 1.2077 | 0 | 0 | 26.0591 | 61.2481 | 0 | 367.264 | 1.2077
|  |  | 29.8278 | 0 | -29.8278 | 13.4726 | 0 | 29.8278 | 71.8913 | 0 | 0 | 0 | 13.4726 | 0 | 16.3553 | 349.0915 | 0
|  |  | 32.3465 | 0 | -32.3465 | 0 | 0 | 32.3465 | 35.9508 | 0 | 0 | 0 | 0 | 0 | 32.3465 | 313.151 | 0
|  |  | 33.6507 | 0 | -33.6507 | 0 | 0 | 32.3557 | 0 | 0 | -1.295 | 0 | 0 | 0 | 33.6507 | 275.7613 | 0
|  |  | 34.0882 | 0 | -34.0882 | 0 | 0 | 0 | 0 | 0 | -34.0882 | 0 | 0 | 0 | 34.0882 | 237.8855 | 0
|  |  | 33.501 | 0 | -33.501 | 0 | 0 | 0 | 0 | 0 | -33.501 | 0 | 0 | 0 | 33.501 | 200.6622 | 0
|  |  | 32.1465 | 0 | -32.1465 | 0 | 0 | 0 | 0 | 0 | -32.1465 | 0 | 0 | 0 | 32.1465 | 164.9439 | 0
|  |  | 30.2465 | 0 | -30.2465 | 0 | 0 | 0 | 0 | 0 | -30.2465 | 0 | 0 | 0 | 30.2465 | 131.3367 | 0
|  |  | 28.1491 | 0 | -28.1491 | 0 | 0 | 0 | 0 | 0 | -28.1491 | 0 | 0 | 0 | 28.1491 | 100.0599 | 0
|  |  | 25.2107 | 0 | -25.2107 | 0 | 0 | 0 | 0 | 0 | -25.2107 | 0 | 0 | 0 | 25.2107 | 72.048 | 0
|  |  | 21.4417 | 0 | -21.4417 | 0 | 0 | 0 | 0 | 0 | -21.4417 | 0 | 0 | 0 | 21.4417 | 48.224 | 0
|  |  | 17.5188 | 0 | -17.5188 | 0 | 0 | 0 | 0 | 0 | -17.5188 | 0 | 0 | 0 | 17.5188 | 28.7586 | 0
|  |  | 14.3414 | 0 | -14.3414 | 0 | 0 | 0 | 0 | 0 | -14.3414 | 0 | 0 | 0 | 14.3414 | 12.8237 | 0
|  |  | 11.6673 | 0.079859 | -11.5874 | 0.12591 | 0 | 0 | 0 | 0.079859 | -11.5874 | 0 | 0.12591 | 0 | 11.5414 | 0 | 0.079859
|  |  | 9.167 | 2.9005 | -6.2665 | 19.3149 | 0 | 0 | 0 | 2.9005 | -6.2665 | 10.1479 | 9.167 | 0 | 0 | 0 | 2.9005
|  |  | 7.1962 | 12.6298 | 5.4336 | 67.8161 | 5.4336 | 0 | 4.8903 | 7.1962 | 0 | 60.6198 | 7.1962 | 0 | 0 | 0 | 7.1962
|  |  | 6.03 | 27.5343 | 21.5043 | 78.4682 | 21.5043 | 0 | 24.2441 | 6.03 | 0 | 72.4382 | 6.03 | 0 | 0 | 0 | 6.03
|  |  | 6.0645 | 41.665 | 35.6005 | 92.4444 | 35.6005 | 0 | 56.2846 | 6.0645 | 0 | 86.3799 | 6.0645 | 0 | 0 | 0 | 6.0645
|  |  | 6.9622 | 50.3267 | 43.3645 | 185.8709 | 43.3645 | 0 | 95.3127 | 6.9622 | 0 | 178.9087 | 6.9622 | 0 | 0 | 0 | 6.9622
|  |  | 9.2104 | 52.5191 | 43.3087 | 186.2738 | 43.3087 | 0 | 134.2905 | 9.2104 | 0 | 177.0634 | 9.2104 | 0 | 0 | 0 | 9.2104
|  |  | 12.2202 | 47.0094 | 34.7892 | 111.6837 | 34.7892 | 0 | 165.6007 | 12.2202 | 0 | 78.8647 | 12.2202 | 20.5987 | 0 | 18.5389 | 12.2202
|  |  | 15.3949 | 35.0957 | 19.7007 | 128.6566 | 19.7007 | 0 | 183.3314 | 15.3949 | 0 | 0 | 15.3949 | 113.2617 | 0 | 120.4744 | 15.3949
|  |  | 18.6761 | 21.7312 | 3.0551 | 136.6898 | 3.0551 | 0 | 186.081 | 18.6761 | 0 | 0 | 18.6761 | 118.0137 | 0 | 226.6867 | 18.6761
|  |  | 22.1391 | 8.9732 | -13.1659 | 114.6049 | 0 | 13.1659 | 171.4522 | 8.9732 | 0 | 0 | 22.1391 | 92.4657 | 0 | 309.9058 | 8.9732
|  |  | 26.0591 | 1.4605 | -24.5986 | 73.4065 | 0 | 24.5986 | 144.1204 | 1.4605 | 0 | 0 | 26.0591 | 47.3474 | 0 | 352.5185 | 1.4605
|  |  | 29.8278 | 0 | -29.8278 | 8.6627 | 0 | 29.8278 | 110.9784 | 0 | 0 | 0 | 8.6627 | 0 | 21.1651 | 329.0017 | 0
|  |  | 32.3465 | 0 | -32.3465 | 0 | 0 | 32.3465 | 75.0378 | 0 | 0 | 0 | 0 | 0 | 32.3465 | 293.0612 | 0
|  |  | 33.6507 | 0 | -33.6507 | 0 | 0 | 33.6507 | 37.6482 | 0 | 0 | 0 | 0 | 0 | 33.6507 | 255.6715 | 0
|  |  | 34.0882 | 0 | -34.0882 | 0 | 0 | 33.8833 | 0 | 0 | -0.20485 | 0 | 0 | 0 | 34.0882 | 217.7958 | 0
|  |  | 33.501 | 0 | -33.501 | 0 | 0 | 0 | 0 | 0 | -33.501 | 0 | 0 | 0 | 33.501 | 180.5725 | 0
|  |  | 32.1465 | 0 | -32.1465 | 0 | 0 | 0 | 0 | 0 | -32.1465 | 0 | 0 | 0 | 32.1465 | 144.8541 | 0
|  |  | 24.0861 | 0 | -24.0861 | 0 | 0 | 0 | 0 | 0 | -24.0861 | 0 | 0 | 0 | 24.0861 | 118.0918 | 0
|  |  | 22.6294 | 0 | -22.6294 | 0 | 0 | 0 | 0 | 0 | -22.6294 | 0 | 0 | 0 | 22.6294 | 92.948 | 0
|  |  | 20.8758 | 0 | -20.8758 | 0 | 0 | 0 | 0 | 0 | -20.8758 | 0 | 0 | 0 | 20.8758 | 69.7527 | 0
|  |  | 18.9345 | 0 | -18.9345 | 0 | 0 | 0 | 0 | 0 | -18.9345 | 0 | 0 | 0 | 18.9345 | 48.7144 | 0
|  |  | 15.4144 | 0 | -15.4144 | 0 | 0 | 0 | 0 | 0 | -15.4144 | 0 | 0 | 0 | 15.4144 | 31.5873 | 0
|  |  | 11.7376 | 0 | -11.7376 | 0 | 0 | 0 | 0 | 0 | -11.7376 | 0 | 0 | 0 | 11.7376 | 18.5454 | 0
|  |  | 16.1057 | 0.068516 | -16.0372 | 0.30219 | 0 | 0 | 0 | 0.068516 | -16.0372 | 0 | 0.30219 | 0 | 15.8036 | 0.98593 | 0.068516
|  |  | 19.9504 | 2.7862 | -17.1642 | 19.063 | 0 | 0 | 0 | 2.7862 | -17.1642 | 0 | 19.063 | 0 | 0.88734 | 0 | 2.7862
|  |  | 26.3005 | 11.2558 | -15.0448 | 62.8551 | 0 | 0 | 0 | 11.2558 | -15.0448 | 36.5546 | 26.3005 | 0 | 0 | 0 | 11.2558
|  |  | 31.0713 | 22.3458 | -8.7255 | 109.4677 | 0 | 0 | 0 | 22.3458 | -8.7255 | 78.3964 | 31.0713 | 0 | 0 | 0 | 22.3458
|  |  | 33.2435 | 31.9512 | -1.2923 | 89.6492 | 0 | 0 | 0 | 31.9512 | -1.2923 | 56.4056 | 33.2435 | 0 | 0 | 0 | 31.9512
|  |  | 33.9264 | 40.1797 | 6.2533 | 140.039 | 6.2533 | 0 | 5.6279 | 33.9264 | 0 | 106.1126 | 33.9264 | 0 | 0 | 0 | 33.9264
|  |  | 35.3688 | 43.6692 | 8.3005 | 134.7256 | 8.3005 | 0 | 13.0984 | 35.3688 | 0 | 99.3568 | 35.3688 | 0 | 0 | 0 | 35.3688
|  |  | 34.1685 | 39.2001 | 5.0315 | 266.3789 | 5.0315 | 0 | 17.6267 | 34.1685 | 0 | 12.2807 | 34.1685 | 219.9296 | 0 | 197.9366 | 34.1685
|  |  | 35.1159 | 30.5522 | -4.5637 | 159.5805 | 0 | 4.5637 | 12.5559 | 30.5522 | 0 | 0 | 35.1159 | 124.4646 | 0 | 309.9548 | 30.5522
|  |  | 40.4938 | 20.4323 | -20.0615 | 143.9927 | 0 | 11.3003 | 0 | 20.4323 | -8.7612 | 0 | 40.4938 | 103.4988 | 0 | 403.1037 | 20.4323
|  |  | 46.2897 | 9.0609 | -37.2288 | 11.1306 | 0 | 0 | 0 | 9.0609 | -37.2288 | 0 | 11.1306 | 0 | 35.1591 | 364.0381 | 9.0609
|  |  | 46.7678 | 1.6138 | -45.154 | 13.9007 | 0 | 0 | 0 | 1.6138 | -45.154 | 0 | 13.9007 | 0 | 32.8671 | 327.5191 | 1.6138
|  |  | 41.1187 | 0 | -41.1187 | 2.5938 | 0 | 0 | 0 | 0 | -41.1187 | 0 | 2.5938 | 0 | 38.5249 | 284.7136 | 0
|  |  | 30.6708 | 0 | -30.6708 | 0 | 0 | 0 | 0 | 0 | -30.6708 | 0 | 0 | 0 | 30.6708 | 250.635 | 0
|  |  | 23.3615 | 0 | -23.3615 | 0 | 0 | 0 | 0 | 0 | -23.3615 | 0 | 0 | 0 | 23.3615 | 224.6777 | 0
|  |  | 23.6941 | 0 | -23.6941 | 0 | 0 | 0 | 0 | 0 | -23.6941 | 0 | 0 | 0 | 23.6941 | 198.3509 | 0
|  |  | 24.2768 | 0 | -24.2768 | 0 | 0 | 0 | 0 | 0 | -24.2768 | 0 | 0 | 0 | 24.2768 | 171.3766 | 0
|  |  | 24.5562 | 0 | -24.5562 | 0 | 0 | 0 | 0 | 0 | -24.5562 | 0 | 0 | 0 | 24.5562 | 144.092 | 0
|  |  | 24.0861 | 0 | -24.0861 | 0 | 0 | 0 | 0 | 0 | -24.0861 | 0 | 0 | 0 | 24.0861 | 117.3297 | 0
|  |  | 22.6294 | 0 | -22.6294 | 0 | 0 | 0 | 0 | 0 | -22.6294 | 0 | 0 | 0 | 22.6294 | 92.186 | 0
|  |  | 20.8758 | 0 | -20.8758 | 0 | 0 | 0 | 0 | 0 | -20.8758 | 0 | 0 | 0 | 20.8758 | 68.9907 | 0
|  |  | 18.9345 | 0 | -18.9345 | 0 | 0 | 0 | 0 | 0 | -18.9345 | 0 | 0 | 0 | 18.9345 | 47.9523 | 0
|  |  | 15.4144 | 0 | -15.4144 | 0 | 0 | 0 | 0 | 0 | -15.4144 | 0 | 0 | 0 | 15.4144 | 30.8252 | 0
|  |  | 11.7376 | 0 | -11.7376 | 0 | 0 | 0 | 0 | 0 | -11.7376 | 0 | 0 | 0 | 11.7376 | 17.7834 | 0
|  |  | 16.1057 | 0.10259 | -16.0032 | 0.10073 | 0 | 0 | 0 | 0.10259 | -16.0032 | 0 | 0.10073 | 0 | 16.005 | 0 | 0.10259
|  |  | 19.9504 | 2.9424 | -17.008 | 20.1459 | 0 | 0 | 0 | 2.9424 | -17.008 | 0.1955 | 19.9504 | 0 | 0 | 0 | 2.9424
|  |  | 26.3005 | 13.7447 | -12.5558 | 70.9135 | 0 | 0 | 0 | 13.7447 | -12.5558 | 44.613 | 26.3005 | 0 | 0 | 0 | 13.7447
|  |  | 31.0713 | 29.3104 | -1.7609 | 120.3716 | 0 | 0 | 0 | 29.3104 | -1.7609 | 89.3003 | 31.0713 | 0 | 0 | 0 | 29.3104
|  |  | 33.2435 | 41.5946 | 8.351 | 161.8469 | 8.351 | 0 | 7.5159 | 33.2435 | 0 | 128.6034 | 33.2435 | 0 | 0 | 0 | 33.2435
|  |  | 33.9264 | 51.5289 | 17.6024 | 193.6522 | 17.6024 | 0 | 23.3581 | 33.9264 | 0 | 159.7258 | 33.9264 | 0 | 0 | 0 | 33.9264
|  |  | 35.3688 | 56.3843 | 21.0155 | 210.0459 | 21.0155 | 0 | 42.2721 | 35.3688 | 0 | 174.6772 | 35.3688 | 0 | 0 | 0 | 35.3688
|  |  | 34.1685 | 49.7091 | 15.5406 | 212.3375 | 15.5406 | 0 | 56.2586 | 34.1685 | 0 | 173.7536 | 34.1685 | 4.4154 | 0 | 3.9738 | 34.1685
|  |  | 35.1159 | 36.1882 | 1.0723 | 193.0982 | 1.0723 | 0 | 57.2237 | 35.1159 | 0 | 0 | 35.1159 | 157.9823 | 0 | 146.1579 | 35.1159
|  |  | 40.4938 | 22.4595 | -18.0343 | 157.9437 | 0 | 18.0343 | 37.1856 | 22.4595 | 0 | 0 | 40.4938 | 117.4498 | 0 | 251.8628 | 22.4595
|  |  | 46.2897 | 9.4787 | -36.811 | 113.5472 | 0 | 33.467 | 0 | 9.4787 | -3.3439 | 0 | 46.2897 | 67.2575 | 0 | 312.3945 | 9.4787
|  |  | 46.7678 | 1.5539 | -45.2139 | 62.15 | 0 | 0 | 0 | 1.5539 | -45.2139 | 0 | 46.7678 | 15.3823 | 0 | 326.2386 | 1.5539
|  |  | 41.1187 | 0.011133 | -41.1076 | 6.9251 | 0 | 0 | 0 | 0.011133 | -41.1076 | 0 | 6.9251 | 0 | 34.1935 | 288.2458 | 0.011133
|  |  | 30.6708 | 0 | -30.6708 | 0 | 0 | 0 | 0 | 0 | -30.6708 | 0 | 0 | 0 | 30.6708 | 254.1671 | 0
|  |  | 23.3615 | 0 | -23.3615 | 0 | 0 | 0 | 0 | 0 | -23.3615 | 0 | 0 | 0 | 23.3615 | 228.2099 | 0
|  |  | 23.6941 | 0 | -23.6941 | 0 | 0 | 0 | 0 | 0 | -23.6941 | 0 | 0 | 0 | 23.6941 | 201.8831 | 0
|  |  | 24.2768 | 0 | -24.2768 | 0 | 0 | 0 | 0 | 0 | -24.2768 | 0 | 0 | 0 | 24.2768 | 174.9088 | 0
|  |  | 24.5562 | 0 | -24.5562 | 0 | 0 | 0 | 0 | 0 | -24.5562 | 0 | 0 | 0 | 24.5562 | 147.6242 | 0
|  |  | 24.0861 | 0 | -24.0861 | 0 | 0 | 0 | 0 | 0 | -24.0861 | 0 | 0 | 0 | 24.0861 | 120.8619 | 0
|  |  | 22.6294 | 0 | -22.6294 | 0 | 0 | 0 | 0 | 0 | -22.6294 | 0 | 0 | 0 | 22.6294 | 95.7181 | 0
|  |  | 20.8758 | 0 | -20.8758 | 0 | 0 | 0 | 0 | 0 | -20.8758 | 0 | 0 | 0 | 20.8758 | 72.5228 | 0
|  |  | 18.9345 | 0 | -18.9345 | 0 | 0 | 0 | 0 | 0 | -18.9345 | 0 | 0 | 0 | 18.9345 | 51.4845 | 0
|  |  | 15.4144 | 0 | -15.4144 | 0 | 0 | 0 | 0 | 0 | -15.4144 | 0 | 0 | 0 | 15.4144 | 34.3573 | 0
|  |  | 11.7376 | 0 | -11.7376 | 0 | 0 | 0 | 0 | 0 | -11.7376 | 0 | 0 | 0 | 11.7376 | 21.3155 | 0
|  |  | 16.1057 | 0.16016 | -15.9456 | 0.075547 | 0 | 0 | 0 | 0.16016 | -15.9456 | 0 | 0.075547 | 0 | 16.0302 | 3.5042 | 0.16016
|  |  | 19.9504 | 3.5696 | -16.3808 | 16.7966 | 0 | 0 | 0 | 3.5696 | -16.3808 | 0 | 16.7966 | 0 | 3.1538 | 0 | 3.5696
|  |  | 26.3005 | 14.8809 | -11.4196 | 82.9506 | 0 | 0 | 0 | 14.8809 | -11.4196 | 56.6501 | 26.3005 | 0 | 0 | 0 | 14.8809
|  |  | 31.0713 | 30.7424 | -0.32885 | 91.8904 | 0 | 0 | 0 | 30.7424 | -0.32885 | 60.8191 | 31.0713 | 0 | 0 | 0 | 30.7424
|  |  | 33.2435 | 43.1644 | 9.9208 | 114.6049 | 9.9208 | 0 | 8.9288 | 33.2435 | 0 | 81.3613 | 33.2435 | 0 | 0 | 0 | 33.2435
|  |  | 33.9264 | 51.5078 | 17.5813 | 165.171 | 17.5813 | 0 | 24.752 | 33.9264 | 0 | 131.2446 | 33.9264 | 0 | 0 | 0 | 33.9264
|  |  | 35.3688 | 54.6569 | 19.2881 | 119.6665 | 19.2881 | 0 | 42.1113 | 35.3688 | 0 | 71.5869 | 35.3688 | 12.7109 | 0 | 11.4398 | 35.3688
|  |  | 34.1685 | 51.1803 | 17.0117 | 106.2695 | 17.0117 | 0 | 57.4218 | 34.1685 | 0 | 0 | 34.1685 | 72.101 | 0 | 76.3306 | 34.1685
|  |  | 35.1159 | 40.3769 | 5.261 | 91.9407 | 5.261 | 0 | 62.1567 | 35.1159 | 0 | 0 | 35.1159 | 56.8248 | 0 | 127.473 | 35.1159
|  |  | 40.4938 | 24.4243 | -16.0696 | 141.1974 | 0 | 16.0696 | 44.3016 | 24.4243 | 0 | 0 | 40.4938 | 100.7036 | 0 | 218.1062 | 24.4243
|  |  | 46.2897 | 10.2913 | -35.9983 | 146.6368 | 0 | 35.9983 | 4.3034 | 10.2913 | 0 | 0 | 46.2897 | 100.3471 | 0 | 308.4186 | 10.2913
|  |  | 46.7678 | 2.1062 | -44.6616 | 64.8194 | 0 | 3.8731 | 0 | 2.1062 | -40.7885 | 0 | 46.7678 | 18.0516 | 0 | 324.6651 | 2.1062
|  |  | 41.1187 | 0 | -41.1187 | 5.1624 | 0 | 0 | 0 | 0 | -41.1187 | 0 | 5.1624 | 0 | 35.9563 | 284.7136 | 0
|  |  | 30.6708 | 0 | -30.6708 | 0 | 0 | 0 | 0 | 0 | -30.6708 | 0 | 0 | 0 | 30.6708 | 250.635 | 0
|  |  | 23.3615 | 0 | -23.3615 | 0 | 0 | 0 | 0 | 0 | -23.3615 | 0 | 0 | 0 | 23.3615 | 224.6777 | 0
|  |  | 23.6941 | 0 | -23.6941 | 0 | 0 | 0 | 0 | 0 | -23.6941 | 0 | 0 | 0 | 23.6941 | 198.3509 | 0
|  |  | 24.2768 | 0 | -24.2768 | 0 | 0 | 0 | 0 | 0 | -24.2768 | 0 | 0 | 0 | 24.2768 | 171.3766 | 0
|  |  | 24.5562 | 0 | -24.5562 | 0 | 0 | 0 | 0 | 0 | -24.5562 | 0 | 0 | 0 | 24.5562 | 144.092 | 0
|  |  | 24.0861 | 0 | -24.0861 | 0 | 0 | 0 | 0 | 0 | -24.0861 | 0 | 0 | 0 | 24.0861 | 117.3297 | 0
|  |  | 22.6294 | 0 | -22.6294 | 0 | 0 | 0 | 0 | 0 | -22.6294 | 0 | 0 | 0 | 22.6294 | 92.186 | 0
|  |  | 20.8758 | 0 | -20.8758 | 0 | 0 | 0 | 0 | 0 | -20.8758 | 0 | 0 | 0 | 20.8758 | 68.9907 | 0
|  |  | 18.9345 | 0 | -18.9345 | 0 | 0 | 0 | 0 | 0 | -18.9345 | 0 | 0 | 0 | 18.9345 | 47.9523 | 0
|  |  | 15.4144 | 0 | -15.4144 | 0 | 0 | 0 | 0 | 0 | -15.4144 | 0 | 0 | 0 | 15.4144 | 30.8252 | 0
|  |  | 11.7376 | 0 | -11.7376 | 0 | 0 | 0 | 0 | 0 | -11.7376 | 0 | 0 | 0 | 11.7376 | 17.7834 | 0
|  |  | 16.1057 | 0.21711 | -15.8886 | 0.10073 | 0 | 0 | 0 | 0.21711 | -15.8886 | 0 | 0.10073 | 0 | 16.005 | 0 | 0.21711
|  |  | 19.9504 | 4.0002 | -15.9502 | 25.5601 | 0 | 0 | 0 | 4.0002 | -15.9502 | 5.6097 | 19.9504 | 0 | 0 | 0 | 4.0002
|  |  | 26.3005 | 13.8235 | -12.4771 | 90.0017 | 0 | 0 | 0 | 13.8235 | -12.4771 | 63.7012 | 26.3005 | 0 | 0 | 0 | 13.8235
|  |  | 31.0713 | 29.1058 | -1.9655 | 159.5553 | 0 | 0 | 0 | 29.1058 | -1.9655 | 128.4841 | 31.0713 | 0 | 0 | 0 | 29.1058
|  |  | 33.2435 | 44.5865 | 11.343 | 220.7988 | 11.343 | 0 | 10.2087 | 33.2435 | 0 | 187.5553 | 33.2435 | 0 | 0 | 0 | 33.2435
|  |  | 33.9264 | 51.2002 | 17.2738 | 123.0158 | 17.2738 | 0 | 25.7551 | 33.9264 | 0 | 68.419 | 33.9264 | 20.6703 | 0 | 18.6033 | 33.9264
|  |  | 35.3688 | 50.3706 | 15.0018 | 125.5592 | 15.0018 | 0 | 39.2567 | 35.3688 | 0 | 0 | 35.3688 | 90.1904 | 0 | 99.7746 | 35.3688
|  |  | 34.1685 | 47.2558 | 13.0872 | 134.3982 | 13.0872 | 0 | 51.0352 | 34.1685 | 0 | 0 | 34.1685 | 100.2296 | 0 | 189.9813 | 34.1685
|  |  | 35.1159 | 39.4381 | 4.3222 | 121.0515 | 4.3222 | 0 | 54.9252 | 35.1159 | 0 | 0 | 35.1159 | 85.9356 | 0 | 267.3234 | 35.1159
|  |  | 40.4938 | 25.192 | -15.3019 | 97.6823 | 0 | 15.3019 | 37.9231 | 25.192 | 0 | 0 | 40.4938 | 57.1885 | 0 | 318.793 | 25.192
|  |  | 46.2897 | 10.3668 | -35.9229 | 70.4854 | 0 | 34.1308 | 0 | 10.3668 | -1.7921 | 0 | 46.2897 | 24.1957 | 0 | 340.5691 | 10.3668
|  |  | 46.7678 | 2.0486 | -44.7192 | 33.7192 | 0 | 0 | 0 | 2.0486 | -44.7192 | 0 | 33.7192 | 0 | 13.0486 | 326.0707 | 2.0486
|  |  | 41.1187 | 0 | -41.1187 | 4.1551 | 0 | 0 | 0 | 0 | -41.1187 | 0 | 4.1551 | 0 | 36.9636 | 285 | 0
|  |  | 30.6708 | 0 | -30.6708 | 0 | 0 | 0 | 0 | 0 | -30.6708 | 0 | 0 | 0 | 30.6708 | 250.9214 | 0
|  |  | 23.3615 | 0 | -23.3615 | 0 | 0 | 0 | 0 | 0 | -23.3615 | 0 | 0 | 0 | 23.3615 | 224.9642 | 0
|  |  | 23.6941 | 0 | -23.6941 | 0 | 0 | 0 | 0 | 0 | -23.6941 | 0 | 0 | 0 | 23.6941 | 198.6374 | 0
|  |  | 24.2768 | 0 | -24.2768 | 0 | 0 | 0 | 0 | 0 | -24.2768 | 0 | 0 | 0 | 24.2768 | 171.6631 | 0
|  |  | 24.5562 | 0 | -24.5562 | 0 | 0 | 0 | 0 | 0 | -24.5562 | 0 | 0 | 0 | 24.5562 | 144.3785 | 0
|  |  | 24.0861 | 0 | -24.0861 | 0 | 0 | 0 | 0 | 0 | -24.0861 | 0 | 0 | 0 | 24.0861 | 117.6161 | 0
|  |  | 22.6294 | 0 | -22.6294 | 0 | 0 | 0 | 0 | 0 | -22.6294 | 0 | 0 | 0 | 22.6294 | 92.4724 | 0
|  |  | 20.8758 | 0 | -20.8758 | 0 | 0 | 0 | 0 | 0 | -20.8758 | 0 | 0 | 0 | 20.8758 | 69.2771 | 0
|  |  | 18.9345 | 0 | -18.9345 | 0 | 0 | 0 | 0 | 0 | -18.9345 | 0 | 0 | 0 | 18.9345 | 48.2387 | 0
|  |  | 15.4144 | 0 | -15.4144 | 0 | 0 | 0 | 0 | 0 | -15.4144 | 0 | 0 | 0 | 15.4144 | 31.1116 | 0
|  |  | 11.7376 | 0 | -11.7376 | 0 | 0 | 0 | 0 | 0 | -11.7376 | 0 | 0 | 0 | 11.7376 | 18.0698 | 0
|  |  | 16.1057 | 0.2394 | -15.8664 | 0.075547 | 0 | 0 | 0 | 0.2394 | -15.8664 | 0 | 0.075547 | 0 | 16.0302 | 0.25844 | 0.2394
|  |  | 19.9504 | 4.0705 | -15.8799 | 19.7178 | 0 | 0 | 0 | 4.0705 | -15.8799 | 0 | 19.7178 | 0 | 0.2326 | 0 | 4.0705
|  |  | 26.3005 | 14.466 | -11.8345 | 72.8022 | 0 | 0 | 0 | 14.466 | -11.8345 | 46.5016 | 26.3005 | 0 | 0 | 0 | 14.466
|  |  | 31.0713 | 30.9843 | -0.087007 | 122.6632 | 0 | 0 | 0 | 30.9843 | -0.087007 | 91.5919 | 31.0713 | 0 | 0 | 0 | 30.9843
|  |  | 33.2435 | 46.7871 | 13.5436 | 159.4798 | 13.5436 | 0 | 12.1892 | 33.2435 | 0 | 126.2363 | 33.2435 | 0 | 0 | 0 | 33.2435
|  |  | 33.9264 | 54.0381 | 20.1117 | 183.8815 | 20.1117 | 0 | 30.2897 | 33.9264 | 0 | 149.9551 | 33.9264 | 0 | 0 | 0 | 33.9264
|  |  | 35.3688 | 54.8206 | 19.4519 | 206.9233 | 19.4519 | 0 | 47.7964 | 35.3688 | 0 | 171.5546 | 35.3688 | 0 | 0 | 0 | 35.3688
|  |  | 34.1685 | 50.3252 | 16.1566 | 202.2646 | 16.1566 | 0 | 62.3374 | 34.1685 | 0 | 125.9363 | 34.1685 | 42.1598 | 0 | 37.9438 | 34.1685
|  |  | 35.1159 | 38.0859 | 2.97 | 183.1008 | 2.97 | 0 | 65.0104 | 35.1159 | 0 | 0 | 35.1159 | 147.9849 | 0 | 171.1302 | 35.1159
|  |  | 40.4938 | 23.8283 | -16.6656 | 146.7123 | 0 | 16.6656 | 46.4931 | 23.8283 | 0 | 0 | 40.4938 | 106.2185 | 0 | 266.7269 | 23.8283
|  |  | 46.2897 | 11.357 | -34.9326 | 115.8892 | 0 | 34.9326 | 7.6791 | 11.357 | 0 | 0 | 46.2897 | 69.5995 | 0 | 329.3664 | 11.357
|  |  | 46.7678 | 2.5211 | -44.2467 | 62.2256 | 0 | 6.9112 | 0 | 2.5211 | -37.3355 | 0 | 46.7678 | 15.4578 | 0 | 343.2785 | 2.5211
|  |  | 41.1187 | 0.011273 | -41.1074 | 7.2022 | 0 | 0 | 0 | 0.011273 | -41.1074 | 0 | 7.2022 | 0 | 33.9165 | 305.5934 | 0.011273
|  |  | 30.6708 | 0 | -30.6708 | 0 | 0 | 0 | 0 | 0 | -30.6708 | 0 | 0 | 0 | 30.6708 | 271.5148 | 0
|  |  | 23.3615 | 0 | -23.3615 | 0 | 0 | 0 | 0 | 0 | -23.3615 | 0 | 0 | 0 | 23.3615 | 245.5576 | 0
|  |  | 23.6941 | 0 | -23.6941 | 0 | 0 | 0 | 0 | 0 | -23.6941 | 0 | 0 | 0 | 23.6941 | 219.2307 | 0
|  |  | 24.2768 | 0 | -24.2768 | 0 | 0 | 0 | 0 | 0 | -24.2768 | 0 | 0 | 0 | 24.2768 | 192.2565 | 0
|  |  | 24.5562 | 0 | -24.5562 | 0 | 0 | 0 | 0 | 0 | -24.5562 | 0 | 0 | 0 | 24.5562 | 164.9719 | 0
|  |  | 30.2465 | 0 | -30.2465 | 0 | 0 | 0 | 0 | 0 | -30.2465 | 0 | 0 | 0 | 30.2465 | 131.3647 | 0
|  |  | 28.1491 | 0 | -28.1491 | 0 | 0 | 0 | 0 | 0 | -28.1491 | 0 | 0 | 0 | 28.1491 | 100.0879 | 0
|  |  | 25.2107 | 0 | -25.2107 | 0 | 0 | 0 | 0 | 0 | -25.2107 | 0 | 0 | 0 | 25.2107 | 72.076 | 0
|  |  | 21.4417 | 0 | -21.4417 | 0 | 0 | 0 | 0 | 0 | -21.4417 | 0 | 0 | 0 | 21.4417 | 48.2519 | 0
|  |  | 17.5188 | 0 | -17.5188 | 0 | 0 | 0 | 0 | 0 | -17.5188 | 0 | 0 | 0 | 17.5188 | 28.7866 | 0
|  |  | 14.3414 | 0 | -14.3414 | 0 | 0 | 0 | 0 | 0 | -14.3414 | 0 | 0 | 0 | 14.3414 | 12.8517 | 0
|  |  | 11.6673 | 0.29565 | -11.3716 | 0.10073 | 0 | 0 | 0 | 0.29565 | -11.3716 | 0 | 0.10073 | 0 | 11.5665 | 0 | 0.29565
|  |  | 9.167 | 4.5673 | -4.5997 | 23.1426 | 0 | 0 | 0 | 4.5673 | -4.5997 | 13.9756 | 9.167 | 0 | 0 | 0 | 4.5673
|  |  | 7.1962 | 16.271 | 9.0748 | 80.4828 | 9.0748 | 0 | 8.1673 | 7.1962 | 0 | 73.2866 | 7.1962 | 0 | 0 | 0 | 7.1962
|  |  | 6.03 | 31.8318 | 25.8018 | 138.8806 | 25.8018 | 0 | 31.3889 | 6.03 | 0 | 132.8506 | 6.03 | 0 | 0 | 0 | 6.03
|  |  | 6.0645 | 47.963 | 41.8985 | 186.853 | 41.8985 | 0 | 69.0976 | 6.0645 | 0 | 180.7885 | 6.0645 | 0 | 0 | 0 | 6.0645
|  |  | 6.9622 | 55.3852 | 48.423 | 218.9353 | 48.423 | 0 | 112.6783 | 6.9622 | 0 | 211.9731 | 6.9622 | 0 | 0 | 0 | 6.9622
|  |  | 9.2104 | 55.1612 | 45.9508 | 234.4476 | 45.9508 | 0 | 154.034 | 9.2104 | 0 | 225.2372 | 9.2104 | 0 | 0 | 0 | 9.2104
|  |  | 12.2202 | 50.9123 | 38.692 | 232.2316 | 38.692 | 0 | 188.8568 | 12.2202 | 0 | 220.0114 | 12.2202 | 0 | 0 | 0 | 12.2202
|  |  | 15.3949 | 40.0358 | 24.6409 | 212.262 | 24.6409 | 0 | 211.0336 | 15.3949 | 0 | 78.0143 | 15.3949 | 118.8528 | 0 | 106.9675 | 15.3949
|  |  | 18.6761 | 27.0557 | 8.3796 | 175.3699 | 8.3796 | 0 | 218.5752 | 18.6761 | 0 | 0 | 18.6761 | 156.6938 | 0 | 247.9919 | 18.6761
|  |  | 22.1391 | 12.5312 | -9.6079 | 123.8216 | 0 | 9.6079 | 207.8998 | 12.5312 | 0 | 0 | 22.1391 | 101.6825 | 0 | 339.5061 | 12.5312
|  |  | 26.0591 | 2.5176 | -23.5416 | 66.1037 | 0 | 23.5416 | 181.7425 | 2.5176 | 0 | 0 | 26.0591 | 40.0445 | 0 | 375.5462 | 2.5176
|  |  | 29.8278 | 0.011786 | -29.816 | 6.0438 | 0 | 29.816 | 148.6136 | 0.011786 | 0 | 0 | 6.0438 | 0 | 23.7841 | 349.1195 | 0.011786
|  |  | 32.3465 | 0 | -32.3465 | 0 | 0 | 32.3465 | 112.6731 | 0 | 0 | 0 | 0 | 0 | 32.3465 | 313.1789 | 0
|  |  | 33.6507 | 0 | -33.6507 | 0 | 0 | 33.6507 | 75.2834 | 0 | 0 | 0 | 0 | 0 | 33.6507 | 275.7893 | 0
|  |  | 34.0882 | 0 | -34.0882 | 0 | 0 | 34.0882 | 37.4076 | 0 | 0 | 0 | 0 | 0 | 34.0882 | 237.9135 | 0
|  |  | 33.501 | 0 | -33.501 | 0 | 0 | 33.501 | 0.18431 | 0 | 0 | 0 | 0 | 0 | 33.501 | 200.6902 | 0
|  |  | 32.1465 | 0 | -32.1465 | 0 | 0 | 0.16588 | 0 | 0 | -31.9806 | 0 | 0 | 0 | 32.1465 | 164.9719 | 0
|  |  | 30.2465 | 0 | -30.2465 | 0 | 0 | 0 | 0 | 0 | -30.2465 | 0 | 0 | 0 | 30.2465 | 131.3647 | 0
|  |  | 28.1491 | 0 | -28.1491 | 0 | 0 | 0 | 0 | 0 | -28.1491 | 0 | 0 | 0 | 28.1491 | 100.0879 | 0
|  |  | 25.2107 | 0 | -25.2107 | 0 | 0 | 0 | 0 | 0 | -25.2107 | 0 | 0 | 0 | 25.2107 | 72.076 | 0
|  |  | 21.4417 | 0 | -21.4417 | 0 | 0 | 0 | 0 | 0 | -21.4417 | 0 | 0 | 0 | 21.4417 | 48.2519 | 0
|  |  | 17.5188 | 0 | -17.5188 | 0 | 0 | 0 | 0 | 0 | -17.5188 | 0 | 0 | 0 | 17.5188 | 28.7866 | 0
|  |  | 14.3414 | 0 | -14.3414 | 0 | 0 | 0 | 0 | 0 | -14.3414 | 0 | 0 | 0 | 14.3414 | 12.8517 | 0
|  |  | 11.6673 | 0.43968 | -11.2276 | 0.10073 | 0 | 0 | 0 | 0.43968 | -11.2276 | 0 | 0.10073 | 0 | 11.5665 | 0 | 0.43968
|  |  | 9.167 | 4.6092 | -4.5578 | 22.4123 | 0 | 0 | 0 | 4.6092 | -4.5578 | 13.2453 | 9.167 | 0 | 0 | 0 | 4.6092
|  |  | 7.1962 | 14.3179 | 7.1217 | 77.7631 | 7.1217 | 0 | 6.4095 | 7.1962 | 0 | 70.5669 | 7.1962 | 0 | 0 | 0 | 7.1962
|  |  | 6.03 | 28.1354 | 22.1054 | 134.2219 | 22.1054 | 0 | 26.3044 | 6.03 | 0 | 128.1919 | 6.03 | 0 | 0 | 0 | 6.03
|  |  | 6.0645 | 40.7662 | 34.7017 | 180.4819 | 34.7017 | 0 | 57.5359 | 6.0645 | 0 | 174.4174 | 6.0645 | 0 | 0 | 0 | 6.0645
|  |  | 6.9622 | 50.4942 | 43.532 | 211.431 | 43.532 | 0 | 96.7147 | 6.9622 | 0 | 204.4688 | 6.9622 | 0 | 0 | 0 | 6.9622
|  |  | 9.2104 | 55.1058 | 45.8953 | 226.5907 | 45.8953 | 0 | 138.0205 | 9.2104 | 0 | 180.2266 | 9.2104 | 37.1537 | 0 | 33.4384 | 9.2104
|  |  | 12.2202 | 50.6558 | 38.4356 | 222.3349 | 38.4356 | 0 | 172.6125 | 12.2202 | 0 | 0 | 12.2202 | 210.1147 | 0 | 222.5416 | 12.2202
|  |  | 15.3949 | 41.6644 | 26.2694 | 202.8186 | 26.2694 | 0 | 196.255 | 15.3949 | 0 | 0 | 15.3949 | 187.4237 | 0 | 391.2229 | 15.3949
|  |  | 18.6761 | 28.2905 | 9.6144 | 166.0272 | 9.6144 | 0 | 204.908 | 18.6761 | 0 | 0 | 18.6761 | 147.3511 | 0 | 523.8389 | 18.6761
|  |  | 22.1391 | 12.6033 | -9.5358 | 117.2994 | 0 | 9.5358 | 194.3126 | 12.6033 | 0 | 0 | 22.1391 | 95.1602 | 0 | 609.4831 | 12.6033
|  |  | 26.0591 | 2.7465 | -23.3127 | 61.8478 | 0 | 23.3127 | 168.4097 | 2.7465 | 0 | 0 | 26.0591 | 35.7887 | 0 | 641.693 | 2.7465
|  |  | 29.8278 | 0.034364 | -29.7935 | 5.8423 | 0 | 29.7935 | 135.3058 | 0.034364 | 0 | 0 | 5.8423 | 0 | 23.9855 | 615.0424 | 0.034364
|  |  | 32.3465 | 0 | -32.3465 | 0 | 0 | 32.3465 | 99.3653 | 0 | 0 | 0 | 0 | 0 | 32.3465 | 579.1019 | 0
|  |  | 33.6507 | 0 | -33.6507 | 0 | 0 | 33.6507 | 61.9756 | 0 | 0 | 0 | 0 | 0 | 33.6507 | 541.7122 | 0
|  |  | 34.0882 | 0 | -34.0882 | 0 | 0 | 34.0882 | 24.0998 | 0 | 0 | 0 | 0 | 0 | 34.0882 | 503.8364 | 0
|  |  | 33.501 | 0 | -33.501 | 0 | 0 | 21.6899 | 0 | 0 | -11.8111 | 0 | 0 | 0 | 33.501 | 466.6131 | 0
|  |  | 32.1465 | 0 | -32.1465 | 0 | 0 | 0 | 0 | 0 | -32.1465 | 0 | 0 | 0 | 32.1465 | 430.8948 | 0
|  |  | 24.0861 | 0 | -24.0861 | 0 | 0 | 0 | 0 | 0 | -24.0861 | 0 | 0 | 0 | 24.0861 | 404.1325 | 0
|  |  | 22.6294 | 0 | -22.6294 | 0 | 0 | 0 | 0 | 0 | -22.6294 | 0 | 0 | 0 | 22.6294 | 378.9887 | 0
|  |  | 20.8758 | 0 | -20.8758 | 0 | 0 | 0 | 0 | 0 | -20.8758 | 0 | 0 | 0 | 20.8758 | 355.7934 | 0
|  |  | 18.9345 | 0 | -18.9345 | 0 | 0 | 0 | 0 | 0 | -18.9345 | 0 | 0 | 0 | 18.9345 | 334.755 | 0
|  |  | 15.4144 | 0 | -15.4144 | 0 | 0 | 0 | 0 | 0 | -15.4144 | 0 | 0 | 0 | 15.4144 | 317.6279 | 0
|  |  | 11.7376 | 0 | -11.7376 | 0 | 0 | 0 | 0 | 0 | -11.7376 | 0 | 0 | 0 | 11.7376 | 304.5861 | 0
|  |  | 16.1057 | 0.39023 | -15.7155 | 0.075547 | 0 | 0 | 0 | 0.39023 | -15.7155 | 0 | 0.075547 | 0 | 16.0302 | 286.7748 | 0.39023
|  |  | 19.9504 | 5.2787 | -14.6717 | 6.6733 | 0 | 0 | 0 | 5.2787 | -14.6717 | 0 | 6.6733 | 0 | 13.2771 | 272.0225 | 5.2787
|  |  | 26.3005 | 18.2946 | -8.006 | 21.1532 | 0 | 0 | 0 | 18.2946 | -8.006 | 0 | 21.1532 | 0 | 5.1474 | 266.3032 | 18.2946
|  |  | 31.0713 | 37.3668 | 6.2955 | 30.798 | 6.2955 | 0 | 5.666 | 31.0713 | 0 | 0 | 30.798 | 0 | 0.27328 | 265.9996 | 31.0713
|  |  | 33.2435 | 53.018 | 19.7745 | 56.8617 | 19.7745 | 0 | 23.463 | 33.2435 | 0 | 0 | 33.2435 | 23.6182 | 0 | 287.2559 | 33.2435
|  |  | 33.9264 | 61.3244 | 27.3979 | 57.6172 | 27.3979 | 0 | 48.1211 | 33.9264 | 0 | 0 | 33.9264 | 23.6908 | 0 | 308.5776 | 33.9264
|  |  | 35.3688 | 59.1267 | 23.7579 | 61.4449 | 23.7579 | 0 | 69.5033 | 35.3688 | 0 | 0 | 35.3688 | 26.0761 | 0 | 332.0462 | 35.3688
|  |  | 34.1685 | 50.5651 | 16.3966 | 56.9625 | 16.3966 | 0 | 84.2602 | 34.1685 | 0 | 0 | 34.1685 | 22.7939 | 0 | 352.5607 | 34.1685
|  |  | 35.1159 | 40.7755 | 5.6596 | 50.7676 | 5.6596 | 0 | 89.3538 | 35.1159 | 0 | 0 | 35.1159 | 15.6517 | 0 | 366.6472 | 35.1159
|  |  | 40.4938 | 26.4727 | -14.0212 | 45.4038 | 0 | 14.0212 | 73.7748 | 26.4727 | 0 | 0 | 40.4938 | 4.9099 | 0 | 371.0662 | 26.4727
|  |  | 46.2897 | 12.1379 | -34.1518 | 38.6549 | 0 | 34.1518 | 35.8283 | 12.1379 | 0 | 0 | 38.6549 | 0 | 7.6348 | 362.5831 | 12.1379
|  |  | 46.7678 | 2.8032 | -43.9646 | 16.3182 | 0 | 32.2455 | 0 | 2.8032 | -11.7191 | 0 | 16.3182 | 0 | 30.4496 | 328.7502 | 2.8032
|  |  | 41.1187 | 0.067984 | -41.0507 | 1.4354 | 0 | 0 | 0 | 0.067984 | -41.0507 | 0 | 1.4354 | 0 | 39.6833 | 284.6576 | 0.067984
|  |  | 30.6708 | 0 | -30.6708 | 0 | 0 | 0 | 0 | 0 | -30.6708 | 0 | 0 | 0 | 30.6708 | 250.579 | 0
|  |  | 23.3615 | 0 | -23.3615 | 0 | 0 | 0 | 0 | 0 | -23.3615 | 0 | 0 | 0 | 23.3615 | 224.6218 | 0
|  |  | 23.6941 | 0 | -23.6941 | 0 | 0 | 0 | 0 | 0 | -23.6941 | 0 | 0 | 0 | 23.6941 | 198.295 | 0
|  |  | 24.2768 | 0 | -24.2768 | 0 | 0 | 0 | 0 | 0 | -24.2768 | 0 | 0 | 0 | 24.2768 | 171.3207 | 0
|  |  | 24.5562 | 0 | -24.5562 | 0 | 0 | 0 | 0 | 0 | -24.5562 | 0 | 0 | 0 | 24.5562 | 144.0361 | 0
|  |  | 24.0861 | 0 | -24.0861 | 0 | 0 | 0 | 0 | 0 | -24.0861 | 0 | 0 | 0 | 24.0861 | 117.2738 | 0
|  |  | 22.6294 | 0 | -22.6294 | 0 | 0 | 0 | 0 | 0 | -22.6294 | 0 | 0 | 0 | 22.6294 | 92.13 | 0
|  |  | 20.8758 | 0 | -20.8758 | 0 | 0 | 0 | 0 | 0 | -20.8758 | 0 | 0 | 0 | 20.8758 | 68.9347 | 0
|  |  | 18.9345 | 0 | -18.9345 | 0 | 0 | 0 | 0 | 0 | -18.9345 | 0 | 0 | 0 | 18.9345 | 47.8963 | 0
|  |  | 15.4144 | 0 | -15.4144 | 0 | 0 | 0 | 0 | 0 | -15.4144 | 0 | 0 | 0 | 15.4144 | 30.7692 | 0
|  |  | 11.7376 | 0 | -11.7376 | 0 | 0 | 0 | 0 | 0 | -11.7376 | 0 | 0 | 0 | 11.7376 | 17.7274 | 0
|  |  | 16.1057 | 0.19224 | -15.9135 | 0.15109 | 0 | 0 | 0 | 0.19224 | -15.9135 | 0 | 0.15109 | 0 | 15.9547 | 0 | 0.19224
|  |  | 19.9504 | 4.8603 | -15.0901 | 23.5707 | 0 | 0 | 0 | 4.8603 | -15.0901 | 3.6203 | 19.9504 | 0 | 0 | 0 | 4.8603
|  |  | 26.3005 | 18.5837 | -7.7169 | 74.162 | 0 | 0 | 0 | 18.5837 | -7.7169 | 47.8615 | 26.3005 | 0 | 0 | 0 | 18.5837
|  |  | 31.0713 | 34.6972 | 3.6259 | 124.8793 | 3.6259 | 0 | 3.2633 | 31.0713 | 0 | 93.808 | 31.0713 | 0 | 0 | 0 | 31.0713
|  |  | 33.2435 | 51.2164 | 17.9728 | 174.4885 | 17.9728 | 0 | 19.4389 | 33.2435 | 0 | 141.2449 | 33.2435 | 0 | 0 | 0 | 33.2435
|  |  | 33.9264 | 64.2199 | 30.2934 | 203.2971 | 30.2934 | 0 | 46.703 | 33.9264 | 0 | 169.3706 | 33.9264 | 0 | 0 | 0 | 33.9264
|  |  | 35.3688 | 65.1156 | 29.7468 | 206.5204 | 29.7468 | 0 | 73.4751 | 35.3688 | 0 | 171.1516 | 35.3688 | 0 | 0 | 0 | 35.3688
|  |  | 34.1685 | 57.2298 | 23.0613 | 190.4037 | 23.0613 | 0 | 94.2302 | 34.1685 | 0 | 74.0159 | 34.1685 | 82.2193 | 0 | 73.9973 | 34.1685
|  |  | 35.1159 | 43.1493 | 8.0334 | 165.3725 | 8.0334 | 0 | 101.4603 | 35.1159 | 0 | 0 | 35.1159 | 130.2566 | 0 | 191.2283 | 35.1159
|  |  | 40.4938 | 26.9538 | -13.5401 | 139.4346 | 0 | 13.5401 | 86.4158 | 26.9538 | 0 | 0 | 40.4938 | 98.9408 | 0 | 280.275 | 26.9538
|  |  | 46.2897 | 12.7466 | -33.5431 | 91.7897 | 0 | 33.5431 | 49.1457 | 12.7466 | 0 | 0 | 46.2897 | 45.5 | 0 | 321.225 | 12.7466
|  |  | 46.7678 | 3.1678 | -43.6 | 50.9943 | 0 | 43.6 | 0.70125 | 3.1678 | 0 | 0 | 46.7678 | 4.2265 | 0 | 325.0288 | 3.1678
|  |  | 41.1187 | 0.12497 | -40.9937 | 4.835 | 0 | 0.63113 | 0 | 0.12497 | -40.3626 | 0 | 4.835 | 0 | 36.2837 | 284.7136 | 0.12497
|  |  | 30.6708 | 0 | -30.6708 | 0 | 0 | 0 | 0 | 0 | -30.6708 | 0 | 0 | 0 | 30.6708 | 250.635 | 0
|  |  | 23.3615 | 0 | -23.3615 | 0 | 0 | 0 | 0 | 0 | -23.3615 | 0 | 0 | 0 | 23.3615 | 224.6777 | 0
|  |  | 23.6941 | 0 | -23.6941 | 0 | 0 | 0 | 0 | 0 | -23.6941 | 0 | 0 | 0 | 23.6941 | 198.3509 | 0
|  |  | 24.2768 | 0 | -24.2768 | 0 | 0 | 0 | 0 | 0 | -24.2768 | 0 | 0 | 0 | 24.2768 | 171.3766 | 0
|  |  | 24.5562 | 0 | -24.5562 | 0 | 0 | 0 | 0 | 0 | -24.5562 | 0 | 0 | 0 | 24.5562 | 144.092 | 0
|  |  | 24.0861 | 0 | -24.0861 | 0 | 0 | 0 | 0 | 0 | -24.0861 | 0 | 0 | 0 | 24.0861 | 117.3297 | 0
|  |  | 22.6294 | 0 | -22.6294 | 0 | 0 | 0 | 0 | 0 | -22.6294 | 0 | 0 | 0 | 22.6294 | 92.186 | 0
|  |  | 20.8758 | 0 | -20.8758 | 0 | 0 | 0 | 0 | 0 | -20.8758 | 0 | 0 | 0 | 20.8758 | 68.9907 | 0
|  |  | 18.9345 | 0 | -18.9345 | 0 | 0 | 0 | 0 | 0 | -18.9345 | 0 | 0 | 0 | 18.9345 | 47.9523 | 0
|  |  | 15.4144 | 0 | -15.4144 | 0 | 0 | 0 | 0 | 0 | -15.4144 | 0 | 0 | 0 | 15.4144 | 30.8252 | 0
|  |  | 11.7376 | 0 | -11.7376 | 0 | 0 | 0 | 0 | 0 | -11.7376 | 0 | 0 | 0 | 11.7376 | 17.7834 | 0
|  |  | 16.1057 | 0.16295 | -15.9428 | 0.10073 | 0 | 0 | 0 | 0.16295 | -15.9428 | 0 | 0.10073 | 0 | 16.005 | 0 | 0.16295
|  |  | 19.9504 | 6.5166 | -13.4338 | 24.9557 | 0 | 0 | 0 | 6.5166 | -13.4338 | 5.0053 | 19.9504 | 0 | 0 | 0 | 6.5166
|  |  | 26.3005 | 21.3864 | -4.9141 | 80.7094 | 0 | 0 | 0 | 21.3864 | -4.9141 | 54.4089 | 26.3005 | 0 | 0 | 0 | 21.3864
|  |  | 31.0713 | 39.1965 | 8.1252 | 137.4201 | 8.1252 | 0 | 7.3127 | 31.0713 | 0 | 106.3488 | 31.0713 | 0 | 0 | 0 | 31.0713
|  |  | 33.2435 | 56.1768 | 22.9333 | 184.9895 | 22.9333 | 0 | 27.9527 | 33.2435 | 0 | 151.746 | 33.2435 | 0 | 0 | 0 | 33.2435
|  |  | 33.9264 | 65.4492 | 31.5227 | 217.1222 | 31.5227 | 0 | 56.3231 | 33.9264 | 0 | 183.1958 | 33.9264 | 0 | 0 | 0 | 33.9264
|  |  | 35.3688 | 68.2225 | 32.8537 | 230.2422 | 32.8537 | 0 | 85.8914 | 35.3688 | 0 | 194.8734 | 35.3688 | 0 | 0 | 0 | 35.3688
|  |  | 34.1685 | 65.0607 | 30.8921 | 224.2992 | 30.8921 | 0 | 113.6944 | 34.1685 | 0 | 190.1306 | 34.1685 | 0 | 0 | 0 | 34.1685
|  |  | 35.1159 | 52.0609 | 16.945 | 201.6099 | 16.945 | 0 | 128.9448 | 35.1159 | 0 | 18.1865 | 35.1159 | 148.3075 | 0 | 133.4767 | 35.1159
|  |  | 40.4938 | 34.2927 | -6.2011 | 166.1531 | 0 | 6.2011 | 122.0547 | 34.2927 | 0 | 0 | 40.4938 | 125.6593 | 0 | 246.5701 | 34.2927
|  |  | 46.2897 | 16.2219 | -30.0677 | 117.5512 | 0 | 30.0677 | 88.6461 | 16.2219 | 0 | 0 | 46.2897 | 71.2615 | 0 | 310.7055 | 16.2219
|  |  | 46.7678 | 3.8649 | -42.9028 | 61.4701 | 0 | 42.9028 | 40.9763 | 3.8649 | 0 | 0 | 46.7678 | 14.7023 | 0 | 323.9376 | 3.8649
|  |  | 41.1187 | 0.14909 | -40.9696 | 5.7164 | 0 | 36.8787 | 0 | 0.14909 | -4.0909 | 0 | 5.7164 | 0 | 35.4023 | 284.6017 | 0.14909
|  |  | 30.6708 | 0 | -30.6708 | 0 | 0 | 0 | 0 | 0 | -30.6708 | 0 | 0 | 0 | 30.6708 | 250.5231 | 0
|  |  | 23.3615 | 0 | -23.3615 | 0 | 0 | 0 | 0 | 0 | -23.3615 | 0 | 0 | 0 | 23.3615 | 224.5658 | 0
|  |  | 23.6941 | 0 | -23.6941 | 0 | 0 | 0 | 0 | 0 | -23.6941 | 0 | 0 | 0 | 23.6941 | 198.239 | 0
|  |  | 24.2768 | 0 | -24.2768 | 0 | 0 | 0 | 0 | 0 | -24.2768 | 0 | 0 | 0 | 24.2768 | 171.2647 | 0
|  |  | 24.5562 | 0 | -24.5562 | 0 | 0 | 0 | 0 | 0 | -24.5562 | 0 | 0 | 0 | 24.5562 | 143.9801 | 0
|  |  | 24.0861 | 0 | -24.0861 | 0 | 0 | 0 | 0 | 0 | -24.0861 | 0 | 0 | 0 | 24.0861 | 117.2178 | 0
|  |  | 22.6294 | 0 | -22.6294 | 0 | 0 | 0 | 0 | 0 | -22.6294 | 0 | 0 | 0 | 22.6294 | 92.074 | 0
|  |  | 20.8758 | 0 | -20.8758 | 0 | 0 | 0 | 0 | 0 | -20.8758 | 0 | 0 | 0 | 20.8758 | 68.8787 | 0
|  |  | 18.9345 | 0 | -18.9345 | 0 | 0 | 0 | 0 | 0 | -18.9345 | 0 | 0 | 0 | 18.9345 | 47.8404 | 0
|  |  | 15.4144 | 0 | -15.4144 | 0 | 0 | 0 | 0 | 0 | -15.4144 | 0 | 0 | 0 | 15.4144 | 30.7132 | 0
|  |  | 11.7376 | 0 | -11.7376 | 0 | 0 | 0 | 0 | 0 | -11.7376 | 0 | 0 | 0 | 11.7376 | 17.6714 | 0
|  |  | 16.1057 | 0.30333 | -15.8024 | 0.20146 | 0 | 0 | 0 | 0.30333 | -15.8024 | 0 | 0.20146 | 0 | 15.9043 | 0 | 0.30333
|  |  | 19.9504 | 6.5134 | -13.437 | 20.9013 | 0 | 0 | 0 | 6.5134 | -13.437 | 0.95097 | 19.9504 | 0 | 0 | 0 | 6.5134
|  |  | 26.3005 | 20.6703 | -5.6302 | 76.8817 | 0 | 0 | 0 | 20.6703 | -5.6302 | 50.5812 | 26.3005 | 0 | 0 | 0 | 20.6703
|  |  | 31.0713 | 36.4937 | 5.4224 | 99.0422 | 5.4224 | 0 | 4.8801 | 31.0713 | 0 | 67.9709 | 31.0713 | 0 | 0 | 0 | 31.0713
|  |  | 33.2435 | 48.3715 | 15.128 | 165.7754 | 15.128 | 0 | 18.4953 | 33.2435 | 0 | 132.5318 | 33.2435 | 0 | 0 | 0 | 33.2435
|  |  | 33.9264 | 55.7896 | 21.8632 | 155.5765 | 21.8632 | 0 | 38.1722 | 33.9264 | 0 | 121.6501 | 33.9264 | 0 | 0 | 0 | 33.9264
|  |  | 35.3688 | 61.9658 | 26.597 | 174.2115 | 26.597 | 0 | 62.1095 | 35.3688 | 0 | 47.3394 | 35.3688 | 91.5033 | 0 | 82.353 | 35.3688
|  |  | 34.1685 | 57.9372 | 23.7687 | 143.1113 | 23.7687 | 0 | 83.5013 | 34.1685 | 0 | 0 | 34.1685 | 108.9427 | 0 | 180.4015 | 34.1685
|  |  | 35.1159 | 44.7465 | 9.6306 | 152.2021 | 9.6306 | 0 | 92.1689 | 35.1159 | 0 | 0 | 35.1159 | 117.0862 | 0 | 285.779 | 35.1159
|  |  | 40.4938 | 30.448 | -10.0459 | 121.7063 | 0 | 10.0459 | 81.0068 | 30.448 | 0 | 0 | 40.4938 | 81.2124 | 0 | 358.8702 | 30.448
|  |  | 46.2897 | 14.7016 | -31.5881 | 81.7419 | 0 | 31.5881 | 45.9089 | 14.7016 | 0 | 0 | 46.2897 | 35.4522 | 0 | 390.7772 | 14.7016
|  |  | 46.7678 | 3.747 | -43.0208 | 25.1823 | 0 | 41.318 | 0 | 3.747 | -1.7028 | 0 | 25.1823 | 0 | 21.5854 | 366.7934 | 3.747
|  |  | 41.1187 | 0.16985 | -40.9488 | 1.7376 | 0 | 0 | 0 | 0.16985 | -40.9488 | 0 | 1.7376 | 0 | 39.3811 | 323.0367 | 0.16985
|  |  | 30.6708 | 0 | -30.6708 | 0 | 0 | 0 | 0 | 0 | -30.6708 | 0 | 0 | 0 | 30.6708 | 288.958 | 0
|  |  | 23.3615 | 0 | -23.3615 | 0 | 0 | 0 | 0 | 0 | -23.3615 | 0 | 0 | 0 | 23.3615 | 263.0008 | 0
|  |  | 23.6941 | 0 | -23.6941 | 0 | 0 | 0 | 0 | 0 | -23.6941 | 0 | 0 | 0 | 23.6941 | 236.674 | 0
|  |  | 24.2768 | 0 | -24.2768 | 0 | 0 | 0 | 0 | 0 | -24.2768 | 0 | 0 | 0 | 24.2768 | 209.6997 | 0
|  |  | 24.5562 | 0 | -24.5562 | 0 | 0 | 0 | 0 | 0 | -24.5562 | 0 | 0 | 0 | 24.5562 | 182.4151 | 0
|  |  | 24.0861 | 0 | -24.0861 | 0 | 0 | 0 | 0 | 0 | -24.0861 | 0 | 0 | 0 | 24.0861 | 155.6528 | 0
|  |  | 22.6294 | 0 | -22.6294 | 0 | 0 | 0 | 0 | 0 | -22.6294 | 0 | 0 | 0 | 22.6294 | 130.509 | 0
|  |  | 20.8758 | 0 | -20.8758 | 0 | 0 | 0 | 0 | 0 | -20.8758 | 0 | 0 | 0 | 20.8758 | 107.3137 | 0
|  |  | 18.9345 | 0 | -18.9345 | 0 | 0 | 0 | 0 | 0 | -18.9345 | 0 | 0 | 0 | 18.9345 | 86.2754 | 0
|  |  | 15.4144 | 0 | -15.4144 | 0 | 0 | 0 | 0 | 0 | -15.4144 | 0 | 0 | 0 | 15.4144 | 69.1482 | 0
|  |  | 11.7376 | 0 | -11.7376 | 0 | 0 | 0 | 0 | 0 | -11.7376 | 0 | 0 | 0 | 11.7376 | 56.1064 | 0
|  |  | 16.1057 | 0.44027 | -15.6655 | 0.10073 | 0 | 0 | 0 | 0.44027 | -15.6655 | 0 | 0.10073 | 0 | 16.005 | 38.323 | 0.44027
|  |  | 19.9504 | 6.8252 | -13.1252 | 3.1478 | 0 | 0 | 0 | 6.8252 | -13.1252 | 0 | 3.1478 | 0 | 16.8026 | 19.6535 | 6.8252
|  |  | 26.3005 | 23.197 | -3.1035 | 8.6124 | 0 | 0 | 0 | 23.197 | -3.1035 | 0 | 8.6124 | 0 | 17.6882 | 0 | 23.197
|  |  | 31.0713 | 42.1925 | 11.1212 | 157.994 | 11.1212 | 0 | 10.0091 | 31.0713 | 0 | 126.9228 | 31.0713 | 0 | 0 | 0 | 31.0713
|  |  | 33.2435 | 58.9143 | 25.6707 | 243.5888 | 25.6707 | 0 | 33.1127 | 33.2435 | 0 | 210.3453 | 33.2435 | 0 | 0 | 0 | 33.2435
|  |  | 33.9264 | 71.5082 | 37.5817 | 249.3808 | 37.5817 | 0 | 66.9363 | 33.9264 | 0 | 67.6912 | 33.9264 | 147.7632 | 0 | 132.9868 | 33.9264
|  |  | 35.3688 | 74.4988 | 39.13 | 76.5543 | 39.13 | 0 | 102.1533 | 35.3688 | 0 | 0 | 35.3688 | 41.1856 | 0 | 170.0538 | 35.3688
|  |  | 34.1685 | 68.0599 | 33.8914 | 22.2108 | 33.8914 | 0 | 132.6555 | 34.1685 | 0 | 0 | 22.2108 | 0 | 11.9577 | 156.7675 | 34.1685
|  |  | 35.1159 | 57.187 | 22.0711 | 20.3222 | 22.0711 | 0 | 152.5195 | 35.1159 | 0 | 0 | 20.3222 | 0 | 14.7937 | 140.33 | 35.1159
|  |  | 40.4938 | 39.7083 | -0.78553 | 134.5241 | 0 | 0.78553 | 151.6467 | 39.7083 | 0 | 0 | 40.4938 | 94.0303 | 0 | 224.9572 | 39.7083
|  |  | 46.2897 | 18.4525 | -27.8372 | 133.9953 | 0 | 27.8372 | 120.7165 | 18.4525 | 0 | 0 | 46.2897 | 87.7056 | 0 | 303.8923 | 18.4525
|  |  | 46.7678 | 4.5769 | -42.1909 | 84.9652 | 0 | 42.1909 | 73.8377 | 4.5769 | 0 | 0 | 46.7678 | 38.1975 | 0 | 338.27 | 4.5769
|  |  | 41.1187 | 0.18111 | -40.9376 | 11.7098 | 0 | 40.9376 | 28.3515 | 0.18111 | 0 | 0 | 11.7098 | 0 | 29.4089 | 305.5934 | 0.18111
|  |  | 30.6708 | 0 | -30.6708 | 0 | 0 | 25.5164 | 0 | 0 | -5.1544 | 0 | 0 | 0 | 30.6708 | 271.5148 | 0
|  |  | 23.3615 | 0 | -23.3615 | 0 | 0 | 0 | 0 | 0 | -23.3615 | 0 | 0 | 0 | 23.3615 | 245.5576 | 0
|  |  | 23.6941 | 0 | -23.6941 | 0 | 0 | 0 | 0 | 0 | -23.6941 | 0 | 0 | 0 | 23.6941 | 219.2307 | 0
|  |  | 24.2768 | 0 | -24.2768 | 0 | 0 | 0 | 0 | 0 | -24.2768 | 0 | 0 | 0 | 24.2768 | 192.2565 | 0
|  |  | 24.5562 | 0 | -24.5562 | 0 | 0 | 0 | 0 | 0 | -24.5562 | 0 | 0 | 0 | 24.5562 | 164.9719 | 0
|  |  | 30.2465 | 0 | -30.2465 | 0 | 0 | 0 | 0 | 0 | -30.2465 | 0 | 0 | 0 | 30.2465 | 131.3647 | 0
|  |  | 28.1491 | 0 | -28.1491 | 0 | 0 | 0 | 0 | 0 | -28.1491 | 0 | 0 | 0 | 28.1491 | 100.0879 | 0
|  |  | 25.2107 | 0 | -25.2107 | 0 | 0 | 0 | 0 | 0 | -25.2107 | 0 | 0 | 0 | 25.2107 | 72.076 | 0
|  |  | 21.4417 | 0 | -21.4417 | 0 | 0 | 0 | 0 | 0 | -21.4417 | 0 | 0 | 0 | 21.4417 | 48.2519 | 0
|  |  | 17.5188 | 0 | -17.5188 | 0 | 0 | 0 | 0 | 0 | -17.5188 | 0 | 0 | 0 | 17.5188 | 28.7866 | 0
|  |  | 14.3414 | 0 | -14.3414 | 0 | 0 | 0 | 0 | 0 | -14.3414 | 0 | 0 | 0 | 14.3414 | 12.8517 | 0
|  |  | 11.6673 | 0.52172 | -11.1455 | 0.10073 | 0 | 0 | 0 | 0.52172 | -11.1455 | 0 | 0.10073 | 0 | 11.5665 | 0 | 0.52172
|  |  | 9.167 | 6.3282 | -2.8388 | 34.1473 | 0 | 0 | 0 | 6.3282 | -2.8388 | 24.9803 | 9.167 | 0 | 0 | 0 | 6.3282
|  |  | 7.1962 | 18.1644 | 10.9682 | 103.6757 | 10.9682 | 0 | 9.8714 | 7.1962 | 0 | 96.4795 | 7.1962 | 0 | 0 | 0 | 7.1962
|  |  | 6.03 | 30.894 | 24.864 | 171.4918 | 24.864 | 0 | 32.249 | 6.03 | 0 | 165.4618 | 6.03 | 0 | 0 | 0 | 6.03
|  |  | 6.0645 | 42.4768 | 36.4123 | 243.8407 | 36.4123 | 0 | 65.0201 | 6.0645 | 0 | 237.7762 | 6.0645 | 0 | 0 | 0 | 6.0645
|  |  | 6.9622 | 50.6676 | 43.7054 | 151.5222 | 43.7054 | 0 | 104.3549 | 6.9622 | 0 | 144.56 | 6.9622 | 0 | 0 | 0 | 6.9622
|  |  | 9.2104 | 51.9737 | 42.7633 | 167.3367 | 42.7633 | 0 | 142.8419 | 9.2104 | 0 | 158.1263 | 9.2104 | 0 | 0 | 0 | 9.2104
|  |  | 12.2202 | 48.7185 | 36.4982 | 163.8867 | 36.4982 | 0 | 175.6903 | 12.2202 | 0 | 60.7504 | 12.2202 | 90.9161 | 0 | 81.8244 | 12.2202
|  |  | 15.3949 | 41.9487 | 26.5537 | 151.2452 | 26.5537 | 0 | 199.5886 | 15.3949 | 0 | 0 | 15.3949 | 135.8502 | 0 | 204.0897 | 15.3949
|  |  | 18.6761 | 29.9547 | 11.2786 | 121.9833 | 11.2786 | 0 | 209.7394 | 18.6761 | 0 | 0 | 18.6761 | 103.3072 | 0 | 297.0661 | 18.6761
|  |  | 22.1391 | 15.6849 | -6.4542 | 90.455 | 0 | 6.4542 | 202.5681 | 15.6849 | 0 | 0 | 22.1391 | 68.3159 | 0 | 358.5504 | 15.6849
|  |  | 26.0591 | 4.501 | -21.5581 | 45.3786 | 0 | 21.5581 | 178.6147 | 4.501 | 0 | 0 | 26.0591 | 19.3195 | 0 | 375.9379 | 4.501
|  |  | 29.8278 | 0.29373 | -29.5341 | 5.6912 | 0 | 29.5341 | 145.799 | 0.29373 | 0 | 0 | 5.6912 | 0 | 24.1366 | 349.1195 | 0.29373
|  |  | 32.3465 | 0 | -32.3465 | 0 | 0 | 32.3465 | 109.8585 | 0 | 0 | 0 | 0 | 0 | 32.3465 | 313.1789 | 0
|  |  | 33.6507 | 0 | -33.6507 | 0 | 0 | 33.6507 | 72.4688 | 0 | 0 | 0 | 0 | 0 | 33.6507 | 275.7893 | 0
|  |  | 34.0882 | 0 | -34.0882 | 0 | 0 | 34.0882 | 34.593 | 0 | 0 | 0 | 0 | 0 | 34.0882 | 237.9135 | 0
|  |  | 33.501 | 0 | -33.501 | 0 | 0 | 31.1337 | 0 | 0 | -2.3672 | 0 | 0 | 0 | 33.501 | 200.6902 | 0
|  |  | 32.1465 | 0 | -32.1465 | 0 | 0 | 0 | 0 | 0 | -32.1465 | 0 | 0 | 0 | 32.1465 | 164.9719 | 0
|  |  | 30.2465 | 0 | -30.2465 | 0 | 0 | 0 | 0 | 0 | -30.2465 | 0 | 0 | 0 | 30.2465 | 131.3647 | 0
|  |  | 28.1491 | 0 | -28.1491 | 0 | 0 | 0 | 0 | 0 | -28.1491 | 0 | 0 | 0 | 28.1491 | 100.0879 | 0
|  |  | 25.2107 | 0 | -25.2107 | 0 | 0 | 0 | 0 | 0 | -25.2107 | 0 | 0 | 0 | 25.2107 | 72.076 | 0
|  |  | 21.4417 | 0 | -21.4417 | 0 | 0 | 0 | 0 | 0 | -21.4417 | 0 | 0 | 0 | 21.4417 | 48.2519 | 0
|  |  | 17.5188 | 0 | -17.5188 | 0 | 0 | 0 | 0 | 0 | -17.5188 | 0 | 0 | 0 | 17.5188 | 28.7866 | 0
|  |  | 14.3414 | 0 | -14.3414 | 0 | 0 | 0 | 0 | 0 | -14.3414 | 0 | 0 | 0 | 14.3414 | 12.8517 | 0
|  |  | 11.6673 | 0.63686 | -11.0304 | 0.10073 | 0 | 0 | 0 | 0.63686 | -11.0304 | 0 | 0.10073 | 0 | 11.5665 | 0 | 0.63686
|  |  | 9.167 | 7.7707 | -1.3962 | 26.4666 | 0 | 0 | 0 | 7.7707 | -1.3962 | 17.2997 | 9.167 | 0 | 0 | 0 | 7.7707
|  |  | 7.1962 | 22.5956 | 15.3993 | 86.6021 | 15.3993 | 0 | 13.8594 | 7.1962 | 0 | 79.4059 | 7.1962 | 0 | 0 | 0 | 7.1962
|  |  | 6.03 | 39.7056 | 33.6756 | 139.3339 | 33.6756 | 0 | 44.1674 | 6.03 | 0 | 133.3039 | 6.03 | 0 | 0 | 0 | 6.03
|  |  | 6.0645 | 53.096 | 47.0315 | 182.8994 | 47.0315 | 0 | 86.4957 | 6.0645 | 0 | 176.8349 | 6.0645 | 0 | 0 | 0 | 6.0645
|  |  | 6.9622 | 59.3609 | 52.3987 | 209.4668 | 52.3987 | 0 | 133.6545 | 6.9622 | 0 | 202.5046 | 6.9622 | 0 | 0 | 0 | 6.9622
|  |  | 9.2104 | 60.1586 | 50.9482 | 221.7054 | 50.9482 | 0 | 179.5079 | 9.2104 | 0 | 212.4949 | 9.2104 | 0 | 0 | 0 | 9.2104
|  |  | 12.2202 | 55.0069 | 42.7866 | 218.5828 | 42.7866 | 0 | 218.0159 | 12.2202 | 0 | 206.3625 | 12.2202 | 0 | 0 | 0 | 12.2202
|  |  | 15.3949 | 43.197 | 27.8021 | 199.9226 | 27.8021 | 0 | 243.0377 | 15.3949 | 0 | 68.4599 | 15.3949 | 116.0678 | 0 | 104.461 | 15.3949
|  |  | 18.6761 | 29.5675 | 10.8914 | 165.9013 | 10.8914 | 0 | 252.84 | 18.6761 | 0 | 0 | 18.6761 | 147.2252 | 0 | 236.9637 | 18.6761
|  |  | 22.1391 | 16.2678 | -5.8713 | 117.3497 | 0 | 5.8713 | 246.3163 | 16.2678 | 0 | 0 | 22.1391 | 95.2106 | 0 | 322.6532 | 16.2678
|  |  | 26.0591 | 4.8781 | -21.1811 | 62.7796 | 0 | 21.1811 | 222.7818 | 4.8781 | 0 | 0 | 26.0591 | 36.7205 | 0 | 355.7017 | 4.8781
|  |  | 29.8278 | 0.33778 | -29.4901 | 5.112 | 0 | 29.4901 | 190.0151 | 0.33778 | 0 | 0 | 5.112 | 0 | 24.7158 | 328.2396 | 0.33778
|  |  | 32.3465 | 0 | -32.3465 | 0 | 0 | 32.3465 | 154.0746 | 0 | 0 | 0 | 0 | 0 | 32.3465 | 292.2991 | 0
|  |  | 33.6507 | 0 | -33.6507 | 0 | 0 | 33.6507 | 116.6849 | 0 | 0 | 0 | 0 | 0 | 33.6507 | 254.9094 | 0
|  |  | 34.0882 | 0 | -34.0882 | 0 | 0 | 34.0882 | 78.8091 | 0 | 0 | 0 | 0 | 0 | 34.0882 | 217.0337 | 0
|  |  | 33.501 | 0 | -33.501 | 0 | 0 | 33.501 | 41.5858 | 0 | 0 | 0 | 0 | 0 | 33.501 | 179.8104 | 0
|  |  | 32.1465 | 0 | -32.1465 | 0 | 0 | 32.1465 | 5.8675 | 0 | 0 | 0 | 0 | 0 | 32.1465 | 144.092 | 0
|  |  | 24.0861 | 0 | -24.0861 | 0 | 0 | 5.2807 | 0 | 0 | -18.8053 | 0 | 0 | 0 | 24.0861 | 117.3297 | 0
|  |  | 22.6294 | 0 | -22.6294 | 0 | 0 | 0 | 0 | 0 | -22.6294 | 0 | 0 | 0 | 22.6294 | 92.186 | 0
|  |  | 20.8758 | 0 | -20.8758 | 0 | 0 | 0 | 0 | 0 | -20.8758 | 0 | 0 | 0 | 20.8758 | 68.9907 | 0
|  |  | 18.9345 | 0 | -18.9345 | 0 | 0 | 0 | 0 | 0 | -18.9345 | 0 | 0 | 0 | 18.9345 | 47.9523 | 0
|  |  | 15.4144 | 0 | -15.4144 | 0 | 0 | 0 | 0 | 0 | -15.4144 | 0 | 0 | 0 | 15.4144 | 30.8252 | 0
|  |  | 11.7376 | 0 | -11.7376 | 0 | 0 | 0 | 0 | 0 | -11.7376 | 0 | 0 | 0 | 11.7376 | 17.7834 | 0
|  |  | 16.1057 | 0.77966 | -15.3261 | 0.10073 | 0 | 0 | 0 | 0.77966 | -15.3261 | 0 | 0.10073 | 0 | 16.005 | 0 | 0.77966
|  |  | 19.9504 | 7.1392 | -12.8112 | 29.3626 | 0 | 0 | 0 | 7.1392 | -12.8112 | 9.4122 | 19.9504 | 0 | 0 | 0 | 7.1392
|  |  | 26.3005 | 22.2736 | -4.0269 | 90.2032 | 0 | 0 | 0 | 22.2736 | -4.0269 | 63.9026 | 26.3005 | 0 | 0 | 0 | 22.2736
|  |  | 31.0713 | 38.7305 | 7.6592 | 149.0291 | 7.6592 | 0 | 6.8933 | 31.0713 | 0 | 117.9578 | 31.0713 | 0 | 0 | 0 | 31.0713
|  |  | 33.2435 | 50.9354 | 17.6919 | 196.9259 | 17.6919 | 0 | 22.816 | 33.2435 | 0 | 163.6824 | 33.2435 | 0 | 0 | 0 | 33.2435
|  |  | 33.9264 | 61.6406 | 27.7141 | 230.4688 | 27.7141 | 0 | 47.7587 | 33.9264 | 0 | 196.5424 | 33.9264 | 0 | 0 | 0 | 33.9264
|  |  | 35.3688 | 63.3741 | 28.0053 | 246.3841 | 28.0053 | 0 | 72.9635 | 35.3688 | 0 | 211.0153 | 35.3688 | 0 | 0 | 0 | 35.3688
|  |  | 34.1685 | 58.144 | 23.9755 | 242.9845 | 23.9755 | 0 | 94.5414 | 34.1685 | 0 | 208.8159 | 34.1685 | 0 | 0 | 0 | 34.1685
|  |  | 35.1159 | 51.2927 | 16.1768 | 221.7557 | 16.1768 | 0 | 109.1005 | 35.1159 | 0 | 80.639 | 35.1159 | 106.0008 | 0 | 95.4008 | 35.1159
|  |  | 40.4938 | 35.994 | -4.4998 | 184.4103 | 0 | 4.4998 | 104.1007 | 35.994 | 0 | 0 | 40.4938 | 143.9165 | 0 | 224.9256 | 35.994
|  |  | 46.2897 | 17.2276 | -29.062 | 131.8296 | 0 | 29.062 | 71.8095 | 17.2276 | 0 | 0 | 46.2897 | 85.5399 | 0 | 301.9115 | 17.2276
|  |  | 46.7678 | 4.5259 | -42.2418 | 71.7697 | 0 | 42.2418 | 24.8742 | 4.5259 | 0 | 0 | 46.7678 | 25.0019 | 0 | 324.4132 | 4.5259
|  |  | 41.1187 | 0.29108 | -40.8276 | 5.4142 | 0 | 22.3868 | 0 | 0.29108 | -18.4408 | 0 | 5.4142 | 0 | 35.7045 | 284.7416 | 0.29108
|  |  | 30.6708 | 0 | -30.6708 | 0 | 0 | 0 | 0 | 0 | -30.6708 | 0 | 0 | 0 | 30.6708 | 250.663 | 0
|  |  | 23.3615 | 0 | -23.3615 | 0 | 0 | 0 | 0 | 0 | -23.3615 | 0 | 0 | 0 | 23.3615 | 224.7057 | 0
|  |  | 23.6941 | 0 | -23.6941 | 0 | 0 | 0 | 0 | 0 | -23.6941 | 0 | 0 | 0 | 23.6941 | 198.3789 | 0
|  |  | 24.2768 | 0 | -24.2768 | 0 | 0 | 0 | 0 | 0 | -24.2768 | 0 | 0 | 0 | 24.2768 | 171.4046 | 0
|  |  | 24.5562 | 0 | -24.5562 | 0 | 0 | 0 | 0 | 0 | -24.5562 | 0 | 0 | 0 | 24.5562 | 144.12 | 0
|  |  | 24.0861 | 0 | -24.0861 | 0 | 0 | 0 | 0 | 0 | -24.0861 | 0 | 0 | 0 | 24.0861 | 117.3577 | 0
|  |  | 22.6294 | 0 | -22.6294 | 0 | 0 | 0 | 0 | 0 | -22.6294 | 0 | 0 | 0 | 22.6294 | 92.2139 | 0
|  |  | 20.8758 | 0 | -20.8758 | 0 | 0 | 0 | 0 | 0 | -20.8758 | 0 | 0 | 0 | 20.8758 | 69.0186 | 0
|  |  | 18.9345 | 0 | -18.9345 | 0 | 0 | 0 | 0 | 0 | -18.9345 | 0 | 0 | 0 | 18.9345 | 47.9803 | 0
|  |  | 15.4144 | 0 | -15.4144 | 0 | 0 | 0 | 0 | 0 | -15.4144 | 0 | 0 | 0 | 15.4144 | 30.8531 | 0
|  |  | 11.7376 | 0 | -11.7376 | 0 | 0 | 0 | 0 | 0 | -11.7376 | 0 | 0 | 0 | 11.7376 | 17.8113 | 0
|  |  | 16.1057 | 0.99208 | -15.1137 | 0.075547 | 0 | 0 | 0 | 0.99208 | -15.1137 | 0 | 0.075547 | 0 | 16.0302 | 0 | 0.99208
|  |  | 19.9504 | 8.1561 | -11.7943 | 26.8444 | 0 | 0 | 0 | 8.1561 | -11.7943 | 6.894 | 19.9504 | 0 | 0 | 0 | 8.1561
|  |  | 26.3005 | 23.003 | -3.2975 | 79.6518 | 0 | 0 | 0 | 23.003 | -3.2975 | 53.3512 | 26.3005 | 0 | 0 | 0 | 23.003
|  |  | 31.0713 | 39.7446 | 8.6733 | 130.6208 | 8.6733 | 0 | 7.806 | 31.0713 | 0 | 99.5495 | 31.0713 | 0 | 0 | 0 | 31.0713
|  |  | 33.2435 | 55.1682 | 21.9247 | 175.4454 | 21.9247 | 0 | 27.5382 | 33.2435 | 0 | 142.2019 | 33.2435 | 0 | 0 | 0 | 33.2435
|  |  | 33.9264 | 67.316 | 33.3896 | 196.1453 | 33.3896 | 0 | 57.5888 | 33.9264 | 0 | 155.9631 | 33.9264 | 6.2558 | 0 | 5.6302 | 33.9264
|  |  | 35.3688 | 69.1863 | 33.8175 | 211.3302 | 33.8175 | 0 | 88.0246 | 35.3688 | 0 | 0 | 35.3688 | 175.9615 | 0 | 163.9956 | 35.3688
|  |  | 34.1685 | 61.3069 | 27.1383 | 211.6828 | 27.1383 | 0 | 112.4491 | 34.1685 | 0 | 0 | 34.1685 | 177.5143 | 0 | 323.7584 | 34.1685
|  |  | 35.1159 | 48.8258 | 13.7099 | 189.5979 | 13.7099 | 0 | 124.788 | 35.1159 | 0 | 0 | 35.1159 | 154.482 | 0 | 462.7922 | 35.1159
|  |  | 40.4938 | 33.918 | -6.5758 | 159.228 | 0 | 6.5758 | 117.4815 | 33.918 | 0 | 0 | 40.4938 | 118.7341 | 0 | 569.6529 | 33.918
|  |  | 46.2897 | 18.881 | -27.4087 | 111.8348 | 0 | 27.4087 | 87.0274 | 18.881 | 0 | 0 | 46.2897 | 65.5451 | 0 | 628.6435 | 18.881
|  |  | 46.7678 | 6.0502 | -40.7175 | 62.1752 | 0 | 40.7175 | 41.7857 | 6.0502 | 0 | 0 | 46.7678 | 15.4074 | 0 | 642.5102 | 6.0502
|  |  | 41.1187 | 0.43544 | -40.6832 | 5.112 | 0 | 37.6071 | 0 | 0.43544 | -3.0761 | 0 | 5.112 | 0 | 36.0067 | 602.5028 | 0.43544
|  |  | 30.6708 | 0 | -30.6708 | 0 | 0 | 0 | 0 | 0 | -30.6708 | 0 | 0 | 0 | 30.6708 | 568.4242 | 0
|  |  | 23.3615 | 0 | -23.3615 | 0 | 0 | 0 | 0 | 0 | -23.3615 | 0 | 0 | 0 | 23.3615 | 542.4669 | 0
|  |  | 23.6941 | 0 | -23.6941 | 0 | 0 | 0 | 0 | 0 | -23.6941 | 0 | 0 | 0 | 23.6941 | 516.1401 | 0
|  |  | 24.2768 | 0 | -24.2768 | 0 | 0 | 0 | 0 | 0 | -24.2768 | 0 | 0 | 0 | 24.2768 | 489.1658 | 0
|  |  | 24.5562 | 0 | -24.5562 | 0 | 0 | 0 | 0 | 0 | -24.5562 | 0 | 0 | 0 | 24.5562 | 461.8812 | 0
|  |  | 24.0861 | 0 | -24.0861 | 0 | 0 | 0 | 0 | 0 | -24.0861 | 0 | 0 | 0 | 24.0861 | 435.1189 | 0
|  |  | 22.6294 | 0 | -22.6294 | 0 | 0 | 0 | 0 | 0 | -22.6294 | 0 | 0 | 0 | 22.6294 | 409.9751 | 0
|  |  | 20.8758 | 0 | -20.8758 | 0 | 0 | 0 | 0 | 0 | -20.8758 | 0 | 0 | 0 | 20.8758 | 386.7798 | 0
|  |  | 18.9345 | 0 | -18.9345 | 0 | 0 | 0 | 0 | 0 | -18.9345 | 0 | 0 | 0 | 18.9345 | 365.7415 | 0
|  |  | 15.4144 | 0 | -15.4144 | 0 | 0 | 0 | 0 | 0 | -15.4144 | 0 | 0 | 0 | 15.4144 | 348.6144 | 0
|  |  | 11.7376 | 0 | -11.7376 | 0 | 0 | 0 | 0 | 0 | -11.7376 | 0 | 0 | 0 | 11.7376 | 335.5725 | 0
|  |  | 16.1057 | 1.2171 | -14.8886 | 0.10073 | 0 | 0 | 0 | 1.2171 | -14.8886 | 0 | 0.10073 | 0 | 16.005 | 317.7892 | 1.2171
|  |  | 19.9504 | 8.4597 | -11.4907 | 4.8602 | 0 | 0 | 0 | 8.4597 | -11.4907 | 0 | 4.8602 | 0 | 15.0902 | 301.0223 | 8.4597
|  |  | 26.3005 | 21.3284 | -4.9721 | 14.7569 | 0 | 0 | 0 | 21.3284 | -4.9721 | 0 | 14.7569 | 0 | 11.5437 | 288.196 | 21.3284
|  |  | 31.0713 | 33.6796 | 2.6083 | 28.4812 | 2.6083 | 0 | 2.3475 | 31.0713 | 0 | 0 | 28.4812 | 0 | 2.5901 | 285.3182 | 31.0713
|  |  | 33.2435 | 44.2605 | 11.0169 | 44.5224 | 11.0169 | 0 | 12.2627 | 33.2435 | 0 | 0 | 33.2435 | 11.2788 | 0 | 295.4691 | 33.2435
|  |  | 33.9264 | 51.2966 | 17.3702 | 62.5781 | 17.3702 | 0 | 27.8959 | 33.9264 | 0 | 0 | 33.9264 | 28.6517 | 0 | 321.2557 | 33.9264
|  |  | 35.3688 | 53.6299 | 18.2612 | 61.6967 | 18.2612 | 0 | 44.331 | 35.3688 | 0 | 0 | 35.3688 | 26.328 | 0 | 344.9508 | 35.3688
|  |  | 34.1685 | 48.366 | 14.1974 | 59.934 | 14.1974 | 0 | 57.1086 | 34.1685 | 0 | 0 | 34.1685 | 25.7654 | 0 | 368.1397 | 34.1685
|  |  | 35.1159 | 36.554 | 1.4381 | 52.203 | 1.4381 | 0 | 58.4029 | 35.1159 | 0 | 0 | 35.1159 | 17.0871 | 0 | 383.5181 | 35.1159
|  |  | 40.4938 | 26.2658 | -14.2281 | 37.5721 | 0 | 14.2281 | 42.594 | 26.2658 | 0 | 0 | 37.5721 | 0 | 2.9218 | 380.2717 | 26.2658
|  |  | 46.2897 | 14.4827 | -31.807 | 31.6794 | 0 | 31.807 | 7.2529 | 14.4827 | 0 | 0 | 31.6794 | 0 | 14.6103 | 364.0381 | 14.4827
|  |  | 46.7678 | 3.6655 | -43.1022 | 14.9079 | 0 | 6.5276 | 0 | 3.6655 | -36.5746 | 0 | 14.9079 | 0 | 31.8598 | 328.6383 | 3.6655
|  |  | 41.1187 | 0.26064 | -40.858 | 1.5865 | 0 | 0 | 0 | 0.26064 | -40.858 | 0 | 1.5865 | 0 | 39.5322 | 284.7136 | 0.26064
|  |  | 30.6708 | 0 | -30.6708 | 0 | 0 | 0 | 0 | 0 | -30.6708 | 0 | 0 | 0 | 30.6708 | 250.635 | 0
|  |  | 23.3615 | 0 | -23.3615 | 0 | 0 | 0 | 0 | 0 | -23.3615 | 0 | 0 | 0 | 23.3615 | 224.6777 | 0
|  |  | 23.6941 | 0 | -23.6941 | 0 | 0 | 0 | 0 | 0 | -23.6941 | 0 | 0 | 0 | 23.6941 | 198.3509 | 0
|  |  | 24.2768 | 0 | -24.2768 | 0 | 0 | 0 | 0 | 0 | -24.2768 | 0 | 0 | 0 | 24.2768 | 171.3766 | 0
|  |  | 24.5562 | 0 | -24.5562 | 0 | 0 | 0 | 0 | 0 | -24.5562 | 0 | 0 | 0 | 24.5562 | 144.092 | 0
|  |  | 24.0861 | 0 | -24.0861 | 0 | 0 | 0 | 0 | 0 | -24.0861 | 0 | 0 | 0 | 24.0861 | 117.3297 | 0
|  |  | 22.6294 | 0 | -22.6294 | 0 | 0 | 0 | 0 | 0 | -22.6294 | 0 | 0 | 0 | 22.6294 | 92.186 | 0
|  |  | 20.8758 | 0 | -20.8758 | 0 | 0 | 0 | 0 | 0 | -20.8758 | 0 | 0 | 0 | 20.8758 | 68.9907 | 0
|  |  | 18.9345 | 0 | -18.9345 | 0 | 0 | 0 | 0 | 0 | -18.9345 | 0 | 0 | 0 | 18.9345 | 47.9523 | 0
|  |  | 15.4144 | 0 | -15.4144 | 0 | 0 | 0 | 0 | 0 | -15.4144 | 0 | 0 | 0 | 15.4144 | 30.8252 | 0
|  |  | 11.7376 | 0 | -11.7376 | 0 | 0 | 0 | 0 | 0 | -11.7376 | 0 | 0 | 0 | 11.7376 | 17.7834 | 0
|  |  | 16.1057 | 1.5141 | -14.5917 | 0.10073 | 0 | 0 | 0 | 1.5141 | -14.5917 | 0 | 0.10073 | 0 | 16.005 | 0 | 1.5141
|  |  | 19.9504 | 10.7368 | -9.2136 | 31.2765 | 0 | 0 | 0 | 10.7368 | -9.2136 | 11.3261 | 19.9504 | 0 | 0 | 0 | 10.7368
|  |  | 26.3005 | 28.8898 | 2.5893 | 90.4046 | 2.5893 | 0 | 2.3304 | 26.3005 | 0 | 64.1041 | 26.3005 | 0 | 0 | 0 | 26.3005
|  |  | 31.0713 | 48.5071 | 17.4358 | 147.2915 | 17.4358 | 0 | 18.0226 | 31.0713 | 0 | 116.2203 | 31.0713 | 0 | 0 | 0 | 31.0713
|  |  | 33.2435 | 64.2152 | 30.9716 | 193.9041 | 30.9716 | 0 | 45.897 | 33.2435 | 0 | 160.6605 | 33.2435 | 0 | 0 | 0 | 33.2435
|  |  | 33.9264 | 72.8034 | 38.8769 | 225.0798 | 38.8769 | 0 | 80.8863 | 33.9264 | 0 | 191.1534 | 33.9264 | 0 | 0 | 0 | 33.9264
|  |  | 35.3688 | 76.5361 | 41.1674 | 239.7108 | 41.1674 | 0 | 117.9369 | 35.3688 | 0 | 204.342 | 35.3688 | 0 | 0 | 0 | 35.3688
|  |  | 34.1685 | 72.2616 | 38.093 | 239.6352 | 38.093 | 0 | 152.2206 | 34.1685 | 0 | 205.4667 | 34.1685 | 0 | 0 | 0 | 34.1685
|  |  | 35.1159 | 57.4857 | 22.3698 | 219.0612 | 22.3698 | 0 | 172.3534 | 35.1159 | 0 | 76.4143 | 35.1159 | 107.5311 | 0 | 96.778 | 35.1159
|  |  | 40.4938 | 38.7801 | -1.7137 | 181.2877 | 0 | 1.7137 | 170.4493 | 38.7801 | 0 | 0 | 40.4938 | 140.7939 | 0 | 223.4924 | 38.7801
|  |  | 46.2897 | 20.1657 | -26.124 | 131.7792 | 0 | 26.124 | 141.4226 | 20.1657 | 0 | 0 | 46.2897 | 85.4895 | 0 | 300.433 | 20.1657
|  |  | 46.7678 | 6.083 | -40.6848 | 73.3814 | 0 | 40.6848 | 96.2172 | 6.083 | 0 | 0 | 46.7678 | 26.6136 | 0 | 324.3853 | 6.083
|  |  | 41.1187 | 0.36525 | -40.7534 | 5.4142 | 0 | 40.7534 | 50.9356 | 0.36525 | 0 | 0 | 5.4142 | 0 | 35.7045 | 284.7136 | 0.36525
|  |  | 30.6708 | 0 | -30.6708 | 0 | 0 | 30.6708 | 16.857 | 0 | 0 | 0 | 0 | 0 | 30.6708 | 250.635 | 0
|  |  | 23.3615 | 0 | -23.3615 | 0 | 0 | 15.1713 | 0 | 0 | -8.1902 | 0 | 0 | 0 | 23.3615 | 224.6777 | 0
|  |  | 23.6941 | 0 | -23.6941 | 0 | 0 | 0 | 0 | 0 | -23.6941 | 0 | 0 | 0 | 23.6941 | 198.3509 | 0
|  |  | 24.2768 | 0 | -24.2768 | 0 | 0 | 0 | 0 | 0 | -24.2768 | 0 | 0 | 0 | 24.2768 | 171.3766 | 0
|  |  | 24.5562 | 0 | -24.5562 | 0 | 0 | 0 | 0 | 0 | -24.5562 | 0 | 0 | 0 | 24.5562 | 144.092 | 0
|  |  | 24.0861 | 0 | -24.0861 | 0 | 0 | 0 | 0 | 0 | -24.0861 | 0 | 0 | 0 | 24.0861 | 117.3297 | 0
|  |  | 22.6294 | 0 | -22.6294 | 0 | 0 | 0 | 0 | 0 | -22.6294 | 0 | 0 | 0 | 22.6294 | 92.186 | 0
|  |  | 20.8758 | 0 | -20.8758 | 0 | 0 | 0 | 0 | 0 | -20.8758 | 0 | 0 | 0 | 20.8758 | 68.9907 | 0
|  |  | 18.9345 | 0 | -18.9345 | 0 | 0 | 0 | 0 | 0 | -18.9345 | 0 | 0 | 0 | 18.9345 | 47.9523 | 0
|  |  | 15.4144 | 0 | -15.4144 | 0 | 0 | 0 | 0 | 0 | -15.4144 | 0 | 0 | 0 | 15.4144 | 30.8252 | 0
|  |  | 11.7376 | 0 | -11.7376 | 0 | 0 | 0 | 0 | 0 | -11.7376 | 0 | 0 | 0 | 11.7376 | 17.7834 | 0
|  |  | 16.1057 | 1.5465 | -14.5593 | 0.10073 | 0 | 0 | 0 | 1.5465 | -14.5593 | 0 | 0.10073 | 0 | 16.005 | 0 | 1.5465
|  |  | 19.9504 | 10.5417 | -9.4086 | 33.5177 | 0 | 0 | 0 | 10.5417 | -9.4086 | 13.5673 | 19.9504 | 0 | 0 | 0 | 10.5417
|  |  | 26.3005 | 28.9083 | 2.6078 | 96.398 | 2.6078 | 0 | 2.347 | 26.3005 | 0 | 70.0975 | 26.3005 | 0 | 0 | 0 | 26.3005
|  |  | 31.0713 | 48.5305 | 17.4592 | 154.4937 | 17.4592 | 0 | 18.0602 | 31.0713 | 0 | 123.4224 | 31.0713 | 0 | 0 | 0 | 31.0713
|  |  | 33.2435 | 66.6927 | 33.4492 | 202.6675 | 33.4492 | 0 | 48.1645 | 33.2435 | 0 | 169.424 | 33.2435 | 0 | 0 | 0 | 33.2435
|  |  | 33.9264 | 78.5729 | 44.6465 | 235.2031 | 44.6465 | 0 | 88.3463 | 33.9264 | 0 | 201.2767 | 33.9264 | 0 | 0 | 0 | 33.9264
|  |  | 35.3688 | 81.5175 | 46.1487 | 248.4742 | 46.1487 | 0 | 129.8802 | 35.3688 | 0 | 213.1054 | 35.3688 | 0 | 0 | 0 | 35.3688
|  |  | 34.1685 | 80.3202 | 46.1516 | 246.4093 | 46.1516 | 0 | 171.4167 | 34.1685 | 0 | 212.2407 | 34.1685 | 0 | 0 | 0 | 34.1685
|  |  | 35.1159 | 69.6808 | 34.5649 | 225.5079 | 34.5649 | 0 | 202.5251 | 35.1159 | 0 | 75.4595 | 35.1159 | 114.9325 | 0 | 103.4393 | 35.1159
|  |  | 40.4938 | 48.7326 | 8.2388 | 189.2201 | 8.2388 | 0 | 209.94 | 40.4938 | 0 | 0 | 40.4938 | 148.7263 | 0 | 237.2929 | 40.4938
|  |  | 46.2897 | 25.8061 | -20.4836 | 137.2941 | 0 | 20.4836 | 187.1804 | 25.8061 | 0 | 0 | 46.2897 | 91.0045 | 0 | 319.197 | 25.8061
|  |  | 46.7678 | 7.5632 | -39.2045 | 75.95 | 0 | 39.2045 | 143.6199 | 7.5632 | 0 | 0 | 46.7678 | 29.1822 | 0 | 345.4609 | 7.5632
|  |  | 41.1187 | 0.10933 | -41.0094 | 5.2379 | 0 | 41.0094 | 98.0539 | 0.10933 | 0 | 0 | 5.2379 | 0 | 35.8808 | 305.5934 | 0.10933
|  |  | 30.6708 | 0 | -30.6708 | 0 | 0 | 30.6708 | 63.9753 | 0 | 0 | 0 | 0 | 0 | 30.6708 | 271.5148 | 0
|  |  | 23.3615 | 0 | -23.3615 | 0 | 0 | 23.3615 | 38.018 | 0 | 0 | 0 | 0 | 0 | 23.3615 | 245.5576 | 0
|  |  | 23.6941 | 0 | -23.6941 | 0 | 0 | 23.6941 | 11.6912 | 0 | 0 | 0 | 0 | 0 | 23.6941 | 219.2307 | 0
|  |  | 24.2768 | 0 | -24.2768 | 0 | 0 | 10.5221 | 0 | 0 | -13.7547 | 0 | 0 | 0 | 24.2768 | 192.2565 | 0
|  |  | 24.5562 | 0 | -24.5562 | 0 | 0 | 0 | 0 | 0 | -24.5562 | 0 | 0 | 0 | 24.5562 | 164.9719 | 0
|  |  | 30.2465 | 0 | -30.2465 | 0 | 0 | 0 | 0 | 0 | -30.2465 | 0 | 0 | 0 | 30.2465 | 131.3647 | 0
|  |  | 28.1491 | 0 | -28.1491 | 0 | 0 | 0 | 0 | 0 | -28.1491 | 0 | 0 | 0 | 28.1491 | 100.0879 | 0
|  |  | 25.2107 | 0 | -25.2107 | 0 | 0 | 0 | 0 | 0 | -25.2107 | 0 | 0 | 0 | 25.2107 | 72.076 | 0
|  |  | 21.4417 | 0 | -21.4417 | 0 | 0 | 0 | 0 | 0 | -21.4417 | 0 | 0 | 0 | 21.4417 | 48.2519 | 0
|  |  | 17.5188 | 0 | -17.5188 | 0 | 0 | 0 | 0 | 0 | -17.5188 | 0 | 0 | 0 | 17.5188 | 28.7866 | 0
|  |  | 14.3414 | 0 | -14.3414 | 0 | 0 | 0 | 0 | 0 | -14.3414 | 0 | 0 | 0 | 14.3414 | 12.8517 | 0
|  |  | 11.6673 | 1.8347 | -9.8326 | 0.10073 | 0 | 0 | 0 | 1.8347 | -9.8326 | 0 | 0.10073 | 0 | 11.5665 | 0 | 1.8347
|  |  | 9.167 | 11.5209 | 2.3539 | 37.1188 | 2.3539 | 0 | 2.1185 | 9.167 | 0 | 27.9518 | 9.167 | 0 | 0 | 0 | 9.167
|  |  | 7.1962 | 28.0164 | 20.8201 | 103.7513 | 20.8201 | 0 | 20.8566 | 7.1962 | 0 | 96.555 | 7.1962 | 0 | 0 | 0 | 7.1962
|  |  | 6.03 | 43.9428 | 37.9128 | 166.2035 | 37.9128 | 0 | 54.9781 | 6.03 | 0 | 160.1735 | 6.03 | 0 | 0 | 0 | 6.03
|  |  | 6.0645 | 57.9051 | 51.8406 | 215.6112 | 51.8406 | 0 | 101.6347 | 6.0645 | 0 | 209.5468 | 6.0645 | 0 | 0 | 0 | 6.0645
|  |  | 6.9622 | 68.2191 | 61.257 | 248.3483 | 61.257 | 0 | 156.766 | 6.9622 | 0 | 241.3861 | 6.9622 | 0 | 0 | 0 | 6.9622
|  |  | 9.2104 | 71.711 | 62.5006 | 262.2741 | 62.5006 | 0 | 213.0165 | 9.2104 | 0 | 253.0637 | 9.2104 | 0 | 0 | 0 | 9.2104
|  |  | 12.2202 | 65.9746 | 53.7544 | 258.245 | 53.7544 | 0 | 261.3954 | 12.2202 | 0 | 246.0247 | 12.2202 | 0 | 0 | 0 | 12.2202
|  |  | 15.3949 | 57.3856 | 41.9907 | 236.2104 | 41.9907 | 0 | 299.187 | 15.3949 | 0 | 148.776 | 15.3949 | 72.0394 | 0 | 64.8355 | 15.3949
|  |  | 18.6761 | 42.9255 | 24.2494 | 195.9438 | 24.2494 | 0 | 321.0115 | 18.6761 | 0 | 0 | 18.6761 | 177.2677 | 0 | 224.3765 | 18.6761
|  |  | 22.1391 | 22.3861 | 0.24698 | 140.4923 | 0.24698 | 0 | 321.2338 | 22.1391 | 0 | 0 | 22.1391 | 118.3532 | 0 | 330.8943 | 22.1391
|  |  | 26.0591 | 6.865 | -19.1941 | 77.1335 | 0 | 19.1941 | 299.9069 | 6.865 | 0 | 0 | 26.0591 | 51.0744 | 0 | 376.8613 | 6.865
|  |  | 29.8278 | 0.20908 | -29.6188 | 4.4069 | 0 | 29.6188 | 266.9972 | 0.20908 | 0 | 0 | 4.4069 | 0 | 25.4209 | 348.6158 | 0.20908
|  |  | 32.3465 | 0 | -32.3465 | 0 | 0 | 32.3465 | 231.0567 | 0 | 0 | 0 | 0 | 0 | 32.3465 | 312.6753 | 0
|  |  | 33.6507 | 0 | -33.6507 | 0 | 0 | 33.6507 | 193.667 | 0 | 0 | 0 | 0 | 0 | 33.6507 | 275.2856 | 0
|  |  | 34.0882 | 0 | -34.0882 | 0 | 0 | 34.0882 | 155.7912 | 0 | 0 | 0 | 0 | 0 | 34.0882 | 237.4098 | 0
|  |  | 33.501 | 0 | -33.501 | 0 | 0 | 33.501 | 118.5679 | 0 | 0 | 0 | 0 | 0 | 33.501 | 200.1865 | 0
|  |  | 32.1465 | 0 | -32.1465 | 0 | 0 | 32.1465 | 82.8496 | 0 | 0 | 0 | 0 | 0 | 32.1465 | 164.4682 | 0
|  |  | 30.2465 | 0 | -30.2465 | 0 | 0 | 30.2465 | 49.2424 | 0 | 0 | 0 | 0 | 0 | 30.2465 | 130.861 | 0
|  |  | 28.1491 | 0 | -28.1491 | 0 | 0 | 28.1491 | 17.9656 | 0 | 0 | 0 | 0 | 0 | 28.1491 | 99.5842 | 0
|  |  | 25.2107 | 0 | -25.2107 | 0 | 0 | 16.1691 | 0 | 0 | -9.0416 | 0 | 0 | 0 | 25.2107 | 71.5723 | 0
|  |  | 21.4417 | 0 | -21.4417 | 0 | 0 | 0 | 0 | 0 | -21.4417 | 0 | 0 | 0 | 21.4417 | 47.7483 | 0
|  |  | 17.5188 | 0 | -17.5188 | 0 | 0 | 0 | 0 | 0 | -17.5188 | 0 | 0 | 0 | 17.5188 | 28.2829 | 0
|  |  | 14.3414 | 0 | -14.3414 | 0 | 0 | 0 | 0 | 0 | -14.3414 | 0 | 0 | 0 | 14.3414 | 12.3481 | 0
|  |  | 11.6673 | 2.2618 | -9.4055 | 0.55401 | 0 | 0 | 0 | 2.2618 | -9.4055 | 0 | 0.55401 | 0 | 11.1133 | 0 | 2.2618
|  |  | 9.167 | 12.0715 | 2.9045 | 46.5622 | 2.9045 | 0 | 2.6141 | 9.167 | 0 | 37.3952 | 9.167 | 0 | 0 | 0 | 9.167
|  |  | 7.1962 | 29.2204 | 22.0242 | 127.8256 | 22.0242 | 0 | 22.4358 | 7.1962 | 0 | 120.6294 | 7.1962 | 0 | 0 | 0 | 7.1962
|  |  | 6.03 | 45.9892 | 39.9592 | 172.6502 | 39.9592 | 0 | 58.3991 | 6.03 | 0 | 166.6202 | 6.03 | 0 | 0 | 0 | 6.03
|  |  | 6.0645 | 59.4462 | 53.3817 | 189.5979 | 53.3817 | 0 | 106.4427 | 6.0645 | 0 | 144.5054 | 6.0645 | 39.028 | 0 | 35.1252 | 6.0645
|  |  | 6.9622 | 67.6032 | 60.641 | 183.0505 | 60.641 | 0 | 161.0196 | 6.9622 | 0 | 0 | 6.9622 | 176.0883 | 0 | 193.6047 | 6.9622
|  |  | 9.2104 | 69.8675 | 60.657 | 122.7891 | 60.657 | 0 | 215.6109 | 9.2104 | 0 | 0 | 9.2104 | 113.5787 | 0 | 295.8255 | 9.2104
|  |  | 12.2202 | 67.1264 | 54.9062 | 106.8487 | 54.9062 | 0 | 265.0265 | 12.2202 | 0 | 0 | 12.2202 | 94.6285 | 0 | 380.9911 | 12.2202
|  |  | 15.3949 | 59.442 | 44.0471 | 25.5853 | 44.0471 | 0 | 304.6688 | 15.3949 | 0 | 0 | 15.3949 | 10.1903 | 0 | 390.1624 | 15.3949
|  |  | 18.6761 | 45.1653 | 26.4892 | 18.4587 | 26.4892 | 0 | 328.5091 | 18.6761 | 0 | 0 | 18.4587 | 0 | 0.21743 | 389.9208 | 18.6761
|  |  | 22.1391 | 25.2781 | 3.139 | 13.397 | 3.139 | 0 | 331.3342 | 22.1391 | 0 | 0 | 13.397 | 0 | 8.7421 | 380.2074 | 22.1391
|  |  | 26.0591 | 7.8982 | -18.1609 | 7.4288 | 0 | 18.1609 | 311.1554 | 7.8982 | 0 | 0 | 7.4288 | 0 | 18.6303 | 359.507 | 7.8982
|  |  | 29.8278 | 0.33797 | -29.4899 | 1.6872 | 0 | 29.4899 | 278.3889 | 0.33797 | 0 | 0 | 1.6872 | 0 | 28.1406 | 328.2396 | 0.33797
|  |  | 32.3465 | 0 | -32.3465 | 0 | 0 | 32.3465 | 242.4484 | 0 | 0 | 0 | 0 | 0 | 32.3465 | 292.2991 | 0
|  |  | 33.6507 | 0 | -33.6507 | 0 | 0 | 33.6507 | 205.0587 | 0 | 0 | 0 | 0 | 0 | 33.6507 | 254.9094 | 0
|  |  | 34.0882 | 0 | -34.0882 | 0 | 0 | 34.0882 | 167.1829 | 0 | 0 | 0 | 0 | 0 | 34.0882 | 217.0337 | 0
|  |  | 33.501 | 0 | -33.501 | 0 | 0 | 33.501 | 129.9596 | 0 | 0 | 0 | 0 | 0 | 33.501 | 179.8104 | 0
|  |  | 32.1465 | 0 | -32.1465 | 0 | 0 | 32.1465 | 94.2413 | 0 | 0 | 0 | 0 | 0 | 32.1465 | 144.092 | 0
|  |  | 24.0861 | 0 | -24.0861 | 0 | 0 | 24.0861 | 67.479 | 0 | 0 | 0 | 0 | 0 | 24.0861 | 117.3297 | 0
|  |  | 22.6294 | 0 | -22.6294 | 0 | 0 | 22.6294 | 42.3352 | 0 | 0 | 0 | 0 | 0 | 22.6294 | 92.186 | 0
|  |  | 20.8758 | 0 | -20.8758 | 0 | 0 | 20.8758 | 19.1399 | 0 | 0 | 0 | 0 | 0 | 20.8758 | 68.9907 | 0
|  |  | 18.9345 | 0 | -18.9345 | 0 | 0 | 17.2259 | 0 | 0 | -1.7086 | 0 | 0 | 0 | 18.9345 | 47.9523 | 0
|  |  | 15.4144 | 0 | -15.4144 | 0 | 0 | 0 | 0 | 0 | -15.4144 | 0 | 0 | 0 | 15.4144 | 30.8252 | 0
|  |  | 11.7376 | 0 | -11.7376 | 0 | 0 | 0 | 0 | 0 | -11.7376 | 0 | 0 | 0 | 11.7376 | 17.7834 | 0
|  |  | 16.1057 | 2.2931 | -13.8126 | 0.10073 | 0 | 0 | 0 | 2.2931 | -13.8126 | 0 | 0.10073 | 0 | 16.005 | 0 | 2.2931
|  |  | 19.9504 | 11.468 | -8.4824 | 24.6283 | 0 | 0 | 0 | 11.468 | -8.4824 | 4.678 | 19.9504 | 0 | 0 | 0 | 11.468
|  |  | 26.3005 | 27.6255 | 1.325 | 54.5953 | 1.325 | 0 | 1.1925 | 26.3005 | 0 | 28.2948 | 26.3005 | 0 | 0 | 0 | 26.3005
|  |  | 31.0713 | 46.6862 | 15.6149 | 101.0316 | 15.6149 | 0 | 15.2459 | 31.0713 | 0 | 69.9603 | 31.0713 | 0 | 0 | 0 | 31.0713
|  |  | 33.2435 | 65.2876 | 32.0441 | 140.7945 | 32.0441 | 0 | 44.0856 | 33.2435 | 0 | 107.551 | 33.2435 | 0 | 0 | 0 | 33.2435
|  |  | 33.9264 | 77.2816 | 43.3552 | 134.3982 | 43.3552 | 0 | 83.1052 | 33.9264 | 0 | 100.4717 | 33.9264 | 0 | 0 | 0 | 33.9264
|  |  | 35.3688 | 78.9843 | 43.6155 | 137.8733 | 43.6155 | 0 | 122.3592 | 35.3688 | 0 | 16.4858 | 35.3688 | 86.0188 | 0 | 77.4169 | 35.3688
|  |  | 34.1685 | 70.7813 | 36.6128 | 137.7474 | 36.6128 | 0 | 155.3107 | 34.1685 | 0 | 0 | 34.1685 | 103.5789 | 0 | 170.6379 | 34.1685
|  |  | 35.1159 | 54.8283 | 19.7124 | 132.5599 | 19.7124 | 0 | 173.0518 | 35.1159 | 0 | 0 | 35.1159 | 97.444 | 0 | 258.3375 | 35.1159
|  |  | 40.4938 | 35.1594 | -5.3345 | 118.9614 | 0 | 5.3345 | 167.1246 | 35.1594 | 0 | 0 | 40.4938 | 78.4676 | 0 | 328.9583 | 35.1594
|  |  | 46.2897 | 17.4859 | -28.8037 | 79.8029 | 0 | 28.8037 | 135.1205 | 17.4859 | 0 | 0 | 46.2897 | 33.5132 | 0 | 359.1201 | 17.4859
|  |  | 46.7678 | 5.5188 | -41.249 | 23.0922 | 0 | 41.249 | 89.2883 | 5.5188 | 0 | 0 | 23.0922 | 0 | 23.6756 | 332.814 | 5.5188
|  |  | 41.1187 | 0.39046 | -40.7282 | 1.4606 | 0 | 40.7282 | 44.0347 | 0.39046 | 0 | 0 | 1.4606 | 0 | 39.6581 | 288.7494 | 0.39046
|  |  | 30.6708 | 0 | -30.6708 | 0 | 0 | 30.6708 | 9.9561 | 0 | 0 | 0 | 0 | 0 | 30.6708 | 254.6708 | 0
|  |  | 23.3615 | 0 | -23.3615 | 0 | 0 | 8.9605 | 0 | 0 | -14.401 | 0 | 0 | 0 | 23.3615 | 228.7135 | 0
|  |  | 23.6941 | 0 | -23.6941 | 0 | 0 | 0 | 0 | 0 | -23.6941 | 0 | 0 | 0 | 23.6941 | 202.3867 | 0
|  |  | 24.2768 | 0 | -24.2768 | 0 | 0 | 0 | 0 | 0 | -24.2768 | 0 | 0 | 0 | 24.2768 | 175.4124 | 0
|  |  | 24.5562 | 0 | -24.5562 | 0 | 0 | 0 | 0 | 0 | -24.5562 | 0 | 0 | 0 | 24.5562 | 148.1278 | 0
|  |  | 24.0861 | 0 | -24.0861 | 0 | 0 | 0 | 0 | 0 | -24.0861 | 0 | 0 | 0 | 24.0861 | 121.3655 | 0
|  |  | 22.6294 | 0 | -22.6294 | 0 | 0 | 0 | 0 | 0 | -22.6294 | 0 | 0 | 0 | 22.6294 | 96.2217 | 0
|  |  | 20.8758 | 0 | -20.8758 | 0 | 0 | 0 | 0 | 0 | -20.8758 | 0 | 0 | 0 | 20.8758 | 73.0264 | 0
|  |  | 18.9345 | 0 | -18.9345 | 0 | 0 | 0 | 0 | 0 | -18.9345 | 0 | 0 | 0 | 18.9345 | 51.9881 | 0
|  |  | 15.4144 | 0 | -15.4144 | 0 | 0 | 0 | 0 | 0 | -15.4144 | 0 | 0 | 0 | 15.4144 | 34.861 | 0
|  |  | 11.7376 | 0 | -11.7376 | 0 | 0 | 0 | 0 | 0 | -11.7376 | 0 | 0 | 0 | 11.7376 | 21.8192 | 0
|  |  | 16.1057 | 1.8775 | -14.2283 | 0.10073 | 0 | 0 | 0 | 1.8775 | -14.2283 | 0 | 0.10073 | 0 | 16.005 | 4.0358 | 1.8775
|  |  | 19.9504 | 9.7742 | -10.1762 | 16.3182 | 0 | 0 | 0 | 9.7742 | -10.1762 | 0 | 16.3182 | 0 | 3.6322 | 0 | 9.7742
|  |  | 26.3005 | 24.5399 | -1.7607 | 61.3946 | 0 | 0 | 0 | 24.5399 | -1.7607 | 35.094 | 26.3005 | 0 | 0 | 0 | 24.5399
|  |  | 31.0713 | 43.1948 | 12.1235 | 94.1064 | 12.1235 | 0 | 10.9111 | 31.0713 | 0 | 63.0351 | 31.0713 | 0 | 0 | 0 | 31.0713
|  |  | 33.2435 | 59.7633 | 26.5198 | 139.5102 | 26.5198 | 0 | 34.7789 | 33.2435 | 0 | 106.2667 | 33.2435 | 0 | 0 | 0 | 33.2435
|  |  | 33.9264 | 67.6311 | 33.7047 | 155.4506 | 33.7047 | 0 | 65.1132 | 33.9264 | 0 | 120.4218 | 33.9264 | 1.1024 | 0 | 0.99213 | 33.9264
|  |  | 35.3688 | 69.325 | 33.9562 | 166.4301 | 33.9562 | 0 | 95.6738 | 35.3688 | 0 | 0 | 35.3688 | 131.0613 | 0 | 118.9473 | 35.3688
|  |  | 34.1685 | 67.7537 | 33.5852 | 126.9442 | 33.5852 | 0 | 125.9004 | 34.1685 | 0 | 0 | 34.1685 | 92.7757 | 0 | 202.4454 | 34.1685
|  |  | 35.1159 | 59.5223 | 24.4064 | 120.976 | 24.4064 | 0 | 147.8662 | 35.1159 | 0 | 0 | 35.1159 | 85.8601 | 0 | 279.7195 | 35.1159
|  |  | 40.4938 | 43.9296 | 3.4357 | 117.7023 | 3.4357 | 0 | 150.9583 | 40.4938 | 0 | 0 | 40.4938 | 77.2084 | 0 | 349.2071 | 40.4938
|  |  | 46.2897 | 24.8863 | -21.4034 | 56.4336 | 0 | 21.4034 | 127.1768 | 24.8863 | 0 | 0 | 46.2897 | 10.144 | 0 | 358.3367 | 24.8863
|  |  | 46.7678 | 8.2348 | -38.533 | 23.4196 | 0 | 38.533 | 84.3624 | 8.2348 | 0 | 0 | 23.4196 | 0 | 23.3482 | 332.3943 | 8.2348
|  |  | 41.1187 | 0.604 | -40.5147 | 1.3347 | 0 | 40.5147 | 39.3461 | 0.604 | 0 | 0 | 1.3347 | 0 | 39.784 | 288.1898 | 0.604
|  |  | 30.6708 | 0 | -30.6708 | 0 | 0 | 30.6708 | 5.2675 | 0 | 0 | 0 | 0 | 0 | 30.6708 | 254.1112 | 0
|  |  | 23.3615 | 0 | -23.3615 | 0 | 0 | 4.7407 | 0 | 0 | -18.6208 | 0 | 0 | 0 | 23.3615 | 228.1539 | 0
|  |  | 23.6941 | 0 | -23.6941 | 0 | 0 | 0 | 0 | 0 | -23.6941 | 0 | 0 | 0 | 23.6941 | 201.8271 | 0
|  |  | 24.2768 | 0 | -24.2768 | 0 | 0 | 0 | 0 | 0 | -24.2768 | 0 | 0 | 0 | 24.2768 | 174.8528 | 0
|  |  | 24.5562 | 0 | -24.5562 | 0 | 0 | 0 | 0 | 0 | -24.5562 | 0 | 0 | 0 | 24.5562 | 147.5682 | 0
|  |  | 24.0861 | 0 | -24.0861 | 0 | 0 | 0 | 0 | 0 | -24.0861 | 0 | 0 | 0 | 24.0861 | 120.8059 | 0
|  |  | 22.6294 | 0 | -22.6294 | 0 | 0 | 0 | 0 | 0 | -22.6294 | 0 | 0 | 0 | 22.6294 | 95.6621 | 0
|  |  | 20.8758 | 0 | -20.8758 | 0 | 0 | 0 | 0 | 0 | -20.8758 | 0 | 0 | 0 | 20.8758 | 72.4668 | 0
|  |  | 18.9345 | 0 | -18.9345 | 0 | 0 | 0 | 0 | 0 | -18.9345 | 0 | 0 | 0 | 18.9345 | 51.4285 | 0
|  |  | 15.4144 | 0 | -15.4144 | 0 | 0 | 0 | 0 | 0 | -15.4144 | 0 | 0 | 0 | 15.4144 | 34.3014 | 0
|  |  | 11.7376 | 0.034288 | -11.7033 | 0 | 0 | 0 | 0 | 0.034288 | -11.7033 | 0 | 0 | 0 | 11.7376 | 21.2595 | 0.034288
|  |  | 16.1057 | 2.5124 | -13.5934 | 0.12591 | 0 | 0 | 0 | 2.5124 | -13.5934 | 0 | 0.12591 | 0 | 15.9798 | 3.5042 | 2.5124
|  |  | 19.9504 | 12.4851 | -7.4652 | 16.7966 | 0 | 0 | 0 | 12.4851 | -7.4652 | 0 | 16.7966 | 0 | 3.1538 | 0 | 12.4851
|  |  | 26.3005 | 28.0351 | 1.7345 | 47.1665 | 1.7345 | 0 | 1.5611 | 26.3005 | 0 | 20.866 | 26.3005 | 0 | 0 | 0 | 26.3005
|  |  | 31.0713 | 45.6113 | 14.54 | 85.1919 | 14.54 | 0 | 14.6471 | 31.0713 | 0 | 54.1206 | 31.0713 | 0 | 0 | 0 | 31.0713
|  |  | 33.2435 | 61.3596 | 28.116 | 87.4583 | 28.116 | 0 | 39.9515 | 33.2435 | 0 | 23.2934 | 33.2435 | 30.9214 | 0 | 27.8292 | 33.2435
|  |  | 33.9264 | 71.4375 | 37.5111 | 111.1549 | 37.5111 | 0 | 73.7115 | 33.9264 | 0 | 0 | 33.9264 | 77.2284 | 0 | 97.3348 | 33.9264
|  |  | 35.3688 | 75.4897 | 40.1209 | 116.4432 | 40.1209 | 0 | 109.8203 | 35.3688 | 0 | 0 | 35.3688 | 81.0744 | 0 | 170.3018 | 35.3688
|  |  | 34.1685 | 69.9594 | 35.7909 | 109.9461 | 35.7909 | 0 | 142.0321 | 34.1685 | 0 | 0 | 34.1685 | 75.7776 | 0 | 238.5016 | 34.1685
|  |  | 35.1159 | 55.7421 | 20.6262 | 109.4173 | 20.6262 | 0 | 160.5957 | 35.1159 | 0 | 0 | 35.1159 | 74.3014 | 0 | 305.3729 | 35.1159
|  |  | 40.4938 | 36.1424 | -4.3514 | 81.2382 | 0 | 4.3514 | 155.7608 | 36.1424 | 0 | 0 | 40.4938 | 40.7444 | 0 | 342.0428 | 36.1424
|  |  | 46.2897 | 18.3915 | -27.8982 | 56.4588 | 0 | 27.8982 | 124.7628 | 18.3915 | 0 | 0 | 46.2897 | 10.1691 | 0 | 351.1951 | 18.3915
|  |  | 46.7678 | 6.5765 | -40.1913 | 26.5926 | 0 | 40.1913 | 80.1058 | 6.5765 | 0 | 0 | 26.5926 | 0 | 20.1752 | 328.7782 | 6.5765
|  |  | 41.1187 | 0.71624 | -40.4024 | 1.4606 | 0 | 40.4024 | 35.2142 | 0.71624 | 0 | 0 | 1.4606 | 0 | 39.6581 | 284.7136 | 0.71624
|  |  | 30.6708 | 0 | -30.6708 | 0 | 0 | 30.6708 | 1.1356 | 0 | 0 | 0 | 0 | 0 | 30.6708 | 250.635 | 0
|  |  | 23.3615 | 0 | -23.3615 | 0 | 0 | 1.0221 | 0 | 0 | -22.3395 | 0 | 0 | 0 | 23.3615 | 224.6777 | 0
|  |  | 23.6941 | 0 | -23.6941 | 0 | 0 | 0 | 0 | 0 | -23.6941 | 0 | 0 | 0 | 23.6941 | 198.3509 | 0
|  |  | 24.2768 | 0 | -24.2768 | 0 | 0 | 0 | 0 | 0 | -24.2768 | 0 | 0 | 0 | 24.2768 | 171.3766 | 0
|  |  | 24.5562 | 0 | -24.5562 | 0 | 0 | 0 | 0 | 0 | -24.5562 | 0 | 0 | 0 | 24.5562 | 144.092 | 0
|  |  | 24.0861 | 0 | -24.0861 | 0 | 0 | 0 | 0 | 0 | -24.0861 | 0 | 0 | 0 | 24.0861 | 117.3297 | 0
|  |  | 22.6294 | 0 | -22.6294 | 0 | 0 | 0 | 0 | 0 | -22.6294 | 0 | 0 | 0 | 22.6294 | 92.186 | 0
|  |  | 20.8758 | 0 | -20.8758 | 0 | 0 | 0 | 0 | 0 | -20.8758 | 0 | 0 | 0 | 20.8758 | 68.9907 | 0
|  |  | 18.9345 | 0 | -18.9345 | 0 | 0 | 0 | 0 | 0 | -18.9345 | 0 | 0 | 0 | 18.9345 | 47.9523 | 0
|  |  | 15.4144 | 0 | -15.4144 | 0 | 0 | 0 | 0 | 0 | -15.4144 | 0 | 0 | 0 | 15.4144 | 30.8252 | 0
|  |  | 11.7376 | 0.022808 | -11.7148 | 0 | 0 | 0 | 0 | 0.022808 | -11.7148 | 0 | 0 | 0 | 11.7376 | 17.7834 | 0.022808
|  |  | 16.1057 | 2.6553 | -13.4505 | 0.10073 | 0 | 0 | 0 | 2.6553 | -13.4505 | 0 | 0.10073 | 0 | 16.005 | 0 | 2.6553
|  |  | 19.9504 | 12.4763 | -7.474 | 41.7775 | 0 | 0 | 0 | 12.4763 | -7.474 | 21.8271 | 19.9504 | 0 | 0 | 0 | 12.4763
|  |  | 26.3005 | 27.6305 | 1.33 | 112.6155 | 1.33 | 0 | 1.197 | 26.3005 | 0 | 86.3149 | 26.3005 | 0 | 0 | 0 | 26.3005
|  |  | 31.0713 | 43.3843 | 12.3131 | 178.1651 | 12.3131 | 0 | 12.2788 | 31.0713 | 0 | 147.0938 | 31.0713 | 0 | 0 | 0 | 31.0713
|  |  | 33.2435 | 58.9103 | 25.6667 | 230.9473 | 25.6667 | 0 | 35.3788 | 33.2435 | 0 | 197.7038 | 33.2435 | 0 | 0 | 0 | 33.2435
|  |  | 33.9264 | 68.6524 | 34.7259 | 268.3431 | 34.7259 | 0 | 66.6322 | 33.9264 | 0 | 234.4166 | 33.9264 | 0 | 0 | 0 | 33.9264
|  |  | 35.3688 | 70.391 | 35.0223 | 286.6003 | 35.0223 | 0 | 98.1522 | 35.3688 | 0 | 251.2315 | 35.3688 | 0 | 0 | 0 | 35.3688
|  |  | 34.1685 | 69.2161 | 35.0476 | 285.9204 | 35.0476 | 0 | 129.6951 | 34.1685 | 0 | 251.7518 | 34.1685 | 0 | 0 | 0 | 34.1685
|  |  | 35.1159 | 60.112 | 24.9961 | 267.0588 | 24.9961 | 0 | 152.1915 | 35.1159 | 0 | 215.7647 | 35.1159 | 16.1782 | 0 | 14.5604 | 35.1159
|  |  | 40.4938 | 41.5816 | 1.0878 | 225.7094 | 1.0878 | 0 | 153.1706 | 40.4938 | 0 | 0 | 40.4938 | 185.2155 | 0 | 181.2544 | 40.4938
|  |  | 46.2897 | 21.7066 | -24.583 | 162.4765 | 0 | 24.583 | 125.8561 | 21.7066 | 0 | 0 | 46.2897 | 116.1868 | 0 | 285.8225 | 21.7066
|  |  | 46.7678 | 6.7005 | -40.0673 | 87.4079 | 0 | 40.0673 | 81.3369 | 6.7005 | 0 | 0 | 46.7678 | 40.6402 | 0 | 322.3986 | 6.7005
|  |  | 41.1187 | 0.62834 | -40.4903 | 7.177 | 0 | 40.4903 | 36.3476 | 0.62834 | 0 | 0 | 7.177 | 0 | 33.9417 | 284.6856 | 0.62834
|  |  | 30.6708 | 0 | -30.6708 | 0 | 0 | 30.6708 | 2.269 | 0 | 0 | 0 | 0 | 0 | 30.6708 | 250.607 | 0
|  |  | 23.3615 | 0 | -23.3615 | 0 | 0 | 2.0421 | 0 | 0 | -21.3194 | 0 | 0 | 0 | 23.3615 | 224.6498 | 0
|  |  | 23.6941 | 0 | -23.6941 | 0 | 0 | 0 | 0 | 0 | -23.6941 | 0 | 0 | 0 | 23.6941 | 198.3229 | 0
|  |  | 24.2768 | 0 | -24.2768 | 0 | 0 | 0 | 0 | 0 | -24.2768 | 0 | 0 | 0 | 24.2768 | 171.3487 | 0
|  |  | 24.5562 | 0 | -24.5562 | 0 | 0 | 0 | 0 | 0 | -24.5562 | 0 | 0 | 0 | 24.5562 | 144.0641 | 0
|  |  | 24.0861 | 0 | -24.0861 | 0 | 0 | 0 | 0 | 0 | -24.0861 | 0 | 0 | 0 | 24.0861 | 117.3017 | 0
|  |  | 22.6294 | 0 | -22.6294 | 0 | 0 | 0 | 0 | 0 | -22.6294 | 0 | 0 | 0 | 22.6294 | 92.158 | 0
|  |  | 20.8758 | 0 | -20.8758 | 0 | 0 | 0 | 0 | 0 | -20.8758 | 0 | 0 | 0 | 20.8758 | 68.9627 | 0
|  |  | 18.9345 | 0 | -18.9345 | 0 | 0 | 0 | 0 | 0 | -18.9345 | 0 | 0 | 0 | 18.9345 | 47.9243 | 0
|  |  | 15.4144 | 0 | -15.4144 | 0 | 0 | 0 | 0 | 0 | -15.4144 | 0 | 0 | 0 | 15.4144 | 30.7972 | 0
|  |  | 11.7376 | 0.091656 | -11.646 | 0 | 0 | 0 | 0 | 0.091656 | -11.646 | 0 | 0 | 0 | 11.7376 | 17.7554 | 0.091656
|  |  | 16.1057 | 3.3216 | -12.7841 | 0.12591 | 0 | 0 | 0 | 3.3216 | -12.7841 | 0 | 0.12591 | 0 | 15.9798 | 0 | 3.3216
|  |  | 19.9504 | 13.8819 | -6.0685 | 36.0359 | 0 | 0 | 0 | 13.8819 | -6.0685 | 16.0856 | 19.9504 | 0 | 0 | 0 | 13.8819
|  |  | 26.3005 | 30.4385 | 4.1379 | 97.7075 | 4.1379 | 0 | 3.7241 | 26.3005 | 0 | 71.407 | 26.3005 | 0 | 0 | 0 | 26.3005
|  |  | 31.0713 | 49.3317 | 18.2605 | 154.4685 | 18.2605 | 0 | 20.1586 | 31.0713 | 0 | 123.3972 | 31.0713 | 0 | 0 | 0 | 31.0713
|  |  | 33.2435 | 65.6588 | 32.4152 | 200.7537 | 32.4152 | 0 | 49.3323 | 33.2435 | 0 | 167.5101 | 33.2435 | 0 | 0 | 0 | 33.2435
|  |  | 33.9264 | 74.9788 | 41.0523 | 231.879 | 41.0523 | 0 | 86.2793 | 33.9264 | 0 | 197.9526 | 33.9264 | 0 | 0 | 0 | 33.9264
|  |  | 35.3688 | 77.162 | 41.7932 | 247.1899 | 41.7932 | 0 | 123.8932 | 35.3688 | 0 | 211.8211 | 35.3688 | 0 | 0 | 0 | 35.3688
|  |  | 34.1685 | 74.6019 | 40.4333 | 243.4629 | 40.4333 | 0 | 160.2832 | 34.1685 | 0 | 209.2944 | 34.1685 | 0 | 0 | 0 | 34.1685
|  |  | 35.1159 | 63.741 | 28.6251 | 220.7484 | 28.6251 | 0 | 186.0458 | 35.1159 | 0 | 42.9107 | 35.1159 | 142.7218 | 0 | 128.4496 | 35.1159
|  |  | 40.4938 | 45.0768 | 4.583 | 183.126 | 4.583 | 0 | 190.1705 | 40.4938 | 0 | 0 | 40.4938 | 142.6322 | 0 | 256.8186 | 40.4938
|  |  | 46.2897 | 25.7437 | -20.546 | 130.0416 | 0 | 20.546 | 167.3417 | 25.7437 | 0 | 0 | 46.2897 | 83.752 | 0 | 332.1953 | 25.7437
|  |  | 46.7678 | 9.0128 | -37.7549 | 70.5861 | 0 | 37.7549 | 125.3918 | 9.0128 | 0 | 0 | 46.7678 | 23.8183 | 0 | 353.6319 | 9.0128
|  |  | 41.1187 | 0.90997 | -40.2087 | 3.8277 | 0 | 40.2087 | 80.7154 | 0.90997 | 0 | 0 | 3.8277 | 0 | 37.291 | 312.1974 | 0.90997
|  |  | 30.6708 | 0 | -30.6708 | 0 | 0 | 30.6708 | 46.6368 | 0 | 0 | 0 | 0 | 0 | 30.6708 | 278.1188 | 0
|  |  | 23.3615 | 0 | -23.3615 | 0 | 0 | 23.3615 | 20.6795 | 0 | 0 | 0 | 0 | 0 | 23.3615 | 252.1616 | 0
|  |  | 23.6941 | 0 | -23.6941 | 0 | 0 | 18.6116 | 0 | 0 | -5.0825 | 0 | 0 | 0 | 23.6941 | 225.8348 | 0
|  |  | 24.2768 | 0 | -24.2768 | 0 | 0 | 0 | 0 | 0 | -24.2768 | 0 | 0 | 0 | 24.2768 | 198.8605 | 0
|  |  | 24.5562 | 0 | -24.5562 | 0 | 0 | 0 | 0 | 0 | -24.5562 | 0 | 0 | 0 | 24.5562 | 171.5759 | 0
|  |  | 30.2465 | 0 | -30.2465 | 0 | 0 | 0 | 0 | 0 | -30.2465 | 0 | 0 | 0 | 30.2465 | 137.9687 | 0
|  |  | 28.1491 | 0 | -28.1491 | 0 | 0 | 0 | 0 | 0 | -28.1491 | 0 | 0 | 0 | 28.1491 | 106.6919 | 0
|  |  | 25.2107 | 0 | -25.2107 | 0 | 0 | 0 | 0 | 0 | -25.2107 | 0 | 0 | 0 | 25.2107 | 78.68 | 0
|  |  | 21.4417 | 0 | -21.4417 | 0 | 0 | 0 | 0 | 0 | -21.4417 | 0 | 0 | 0 | 21.4417 | 54.856 | 0
|  |  | 17.5188 | 0 | -17.5188 | 0 | 0 | 0 | 0 | 0 | -17.5188 | 0 | 0 | 0 | 17.5188 | 35.3906 | 0
|  |  | 14.3414 | 0.10163 | -14.2397 | 0 | 0 | 0 | 0 | 0.10163 | -14.2397 | 0 | 0 | 0 | 14.3414 | 19.4557 | 0.10163
|  |  | 11.6673 | 3.0993 | -8.568 | 0.12591 | 0 | 0 | 0 | 3.0993 | -8.568 | 0 | 0.12591 | 0 | 11.5414 | 6.632 | 3.0993
|  |  | 9.167 | 12.4379 | 3.271 | 3.1982 | 3.271 | 0 | 2.9439 | 9.167 | 0 | 0 | 3.1982 | 0 | 5.9688 | 0 | 9.167
|  |  | 7.1962 | 27.8736 | 20.6774 | 24.5528 | 20.6774 | 0 | 21.5535 | 7.1962 | 0 | 17.3566 | 7.1962 | 0 | 0 | 0 | 7.1962
|  |  | 6.03 | 47.6761 | 41.6461 | 87.3072 | 41.6461 | 0 | 59.035 | 6.03 | 0 | 81.2772 | 6.03 | 0 | 0 | 0 | 6.03
|  |  | 6.0645 | 67.0629 | 60.9985 | 85.8214 | 60.9985 | 0 | 113.9336 | 6.0645 | 0 | 79.757 | 6.0645 | 0 | 0 | 0 | 6.0645
|  |  | 6.9622 | 77.1141 | 70.1519 | 34.6761 | 70.1519 | 0 | 177.0704 | 6.9622 | 0 | 27.7139 | 6.9622 | 0 | 0 | 0 | 6.9622
|  |  | 9.2104 | 74.5285 | 65.3181 | 87.7101 | 65.3181 | 0 | 235.8567 | 9.2104 | 0 | 23.9432 | 9.2104 | 54.5564 | 0 | 49.1008 | 9.2104
|  |  | 12.2202 | 67.841 | 55.6207 | 34.0465 | 55.6207 | 0 | 285.9153 | 12.2202 | 0 | 0 | 12.2202 | 21.8263 | 0 | 68.7445 | 12.2202
|  |  | 15.3949 | 57.6075 | 42.2125 | 95.5166 | 42.2125 | 0 | 323.9066 | 15.3949 | 0 | 0 | 15.3949 | 80.1217 | 0 | 140.854 | 15.3949
|  |  | 18.6761 | 41.1664 | 22.4903 | 137.2438 | 22.4903 | 0 | 344.1479 | 18.6761 | 0 | 0 | 18.6761 | 118.5677 | 0 | 247.5649 | 18.6761
|  |  | 22.1391 | 24.1457 | 2.0066 | 103.2476 | 2.0066 | 0 | 345.9538 | 22.1391 | 0 | 0 | 22.1391 | 81.1085 | 0 | 320.5626 | 22.1391
|  |  | 26.0591 | 9.0245 | -17.0346 | 72.7266 | 0 | 17.0346 | 327.0265 | 9.0245 | 0 | 0 | 26.0591 | 46.6675 | 0 | 362.5633 | 9.0245
|  |  | 29.8278 | 1.0442 | -28.7837 | 17.7284 | 0 | 28.7837 | 295.0446 | 1.0442 | 0 | 0 | 17.7284 | 0 | 12.0995 | 349.1195 | 1.0442
|  |  | 32.3465 | 0 | -32.3465 | 0 | 0 | 32.3465 | 259.1041 | 0 | 0 | 0 | 0 | 0 | 32.3465 | 313.1789 | 0
|  |  | 33.6507 | 0 | -33.6507 | 0 | 0 | 33.6507 | 221.7144 | 0 | 0 | 0 | 0 | 0 | 33.6507 | 275.7893 | 0
|  |  | 34.0882 | 0 | -34.0882 | 0 | 0 | 34.0882 | 183.8387 | 0 | 0 | 0 | 0 | 0 | 34.0882 | 237.9135 | 0
|  |  | 33.501 | 0 | -33.501 | 0 | 0 | 33.501 | 146.6154 | 0 | 0 | 0 | 0 | 0 | 33.501 | 200.6902 | 0
|  |  | 32.1465 | 0 | -32.1465 | 0 | 0 | 32.1465 | 110.897 | 0 | 0 | 0 | 0 | 0 | 32.1465 | 164.9719 | 0
|  |  | 30.2465 | 0 | -30.2465 | 0 | 0 | 30.2465 | 77.2899 | 0 | 0 | 0 | 0 | 0 | 30.2465 | 131.3647 | 0
|  |  | 28.1491 | 0 | -28.1491 | 0 | 0 | 28.1491 | 46.0131 | 0 | 0 | 0 | 0 | 0 | 28.1491 | 100.0879 | 0
|  |  | 25.2107 | 0 | -25.2107 | 0 | 0 | 25.2107 | 18.0012 | 0 | 0 | 0 | 0 | 0 | 25.2107 | 72.076 | 0
|  |  | 21.4417 | 0 | -21.4417 | 0 | 0 | 16.2011 | 0 | 0 | -5.2406 | 0 | 0 | 0 | 21.4417 | 48.2519 | 0
|  |  | 17.5188 | 0 | -17.5188 | 0 | 0 | 0 | 0 | 0 | -17.5188 | 0 | 0 | 0 | 17.5188 | 28.7866 | 0
|  |  | 14.3414 | 0.16977 | -14.1716 | 0 | 0 | 0 | 0 | 0.16977 | -14.1716 | 0 | 0 | 0 | 14.3414 | 12.8517 | 0.16977
|  |  | 11.6673 | 4.0584 | -7.6089 | 0.10073 | 0 | 0 | 0 | 4.0584 | -7.6089 | 0 | 0.10073 | 0 | 11.5665 | 0 | 4.0584
|  |  | 9.167 | 16.3801 | 7.2132 | 25.5601 | 7.2132 | 0 | 6.4918 | 9.167 | 0 | 16.3931 | 9.167 | 0 | 0 | 0 | 9.167
|  |  | 7.1962 | 36.8418 | 29.6456 | 87.559 | 29.6456 | 0 | 33.1729 | 7.1962 | 0 | 80.3628 | 7.1962 | 0 | 0 | 0 | 7.1962
|  |  | 6.03 | 57.859 | 51.829 | 135.204 | 51.829 | 0 | 79.819 | 6.03 | 0 | 129.174 | 6.03 | 0 | 0 | 0 | 6.03
|  |  | 6.0645 | 77.6171 | 71.5527 | 152.5547 | 71.5527 | 0 | 144.2164 | 6.0645 | 0 | 146.4902 | 6.0645 | 0 | 0 | 0 | 6.0645
|  |  | 6.9622 | 89.2146 | 82.2524 | 168.4447 | 82.2524 | 0 | 218.2436 | 6.9622 | 0 | 161.4825 | 6.9622 | 0 | 0 | 0 | 6.9622
|  |  | 9.2104 | 91.8613 | 82.6508 | 180.1797 | 82.6508 | 0 | 292.6293 | 9.2104 | 0 | 170.9693 | 9.2104 | 0 | 0 | 0 | 9.2104
|  |  | 12.2202 | 88.0705 | 75.8503 | 166.3546 | 75.8503 | 0 | 360.8946 | 12.2202 | 0 | 45.1245 | 12.2202 | 109.0099 | 0 | 98.1089 | 12.2202
|  |  | 15.3949 | 76.5191 | 61.1242 | 155.9291 | 24.1385 | 0 | 382.6192 | 52.3806 | 36.9857 | 0 | 15.3949 | 140.5342 | 0 | 224.5896 | 52.3806
|  |  | 18.6761 | 58.5765 | 39.9004 | 131.1497 | 0 | 0 | 382.6192 | 58.5765 | 39.9004 | 0 | 18.6761 | 112.4736 | 0 | 325.8158 | 58.5765
|  |  | 22.1391 | 33.5434 | 11.4043 | 67.0606 | 0 | 0 | 382.6192 | 33.5434 | 11.4043 | 0 | 22.1391 | 44.9215 | 0 | 366.2452 | 33.5434
|  |  | 26.0591 | 11.5594 | -14.4997 | 20.4984 | 0 | 14.4997 | 366.5084 | 11.5594 | 0 | 0 | 20.4984 | 0 | 5.5607 | 360.0666 | 11.5594
|  |  | 29.8278 | 1.3888 | -28.4391 | 1.1836 | 0 | 28.4391 | 334.9095 | 1.3888 | 0 | 0 | 1.1836 | 0 | 28.6443 | 328.2396 | 1.3888
|  |  | 32.3465 | 0 | -32.3465 | 0 | 0 | 32.3465 | 298.969 | 0 | 0 | 0 | 0 | 0 | 32.3465 | 292.2991 | 0
|  |  | 33.6507 | 0 | -33.6507 | 0 | 0 | 33.6507 | 261.5793 | 0 | 0 | 0 | 0 | 0 | 33.6507 | 254.9094 | 0
|  |  | 34.0882 | 0 | -34.0882 | 0 | 0 | 34.0882 | 223.7035 | 0 | 0 | 0 | 0 | 0 | 34.0882 | 217.0337 | 0
|  |  | 33.501 | 0 | -33.501 | 0 | 0 | 33.501 | 186.4802 | 0 | 0 | 0 | 0 | 0 | 33.501 | 179.8104 | 0
|  |  | 32.1465 | 0 | -32.1465 | 0 | 0 | 32.1465 | 150.7619 | 0 | 0 | 0 | 0 | 0 | 32.1465 | 144.092 | 0
|  |  | 24.0861 | 0 | -24.0861 | 0 | 0 | 24.0861 | 123.9996 | 0 | 0 | 0 | 0 | 0 | 24.0861 | 117.3297 | 0
|  |  | 22.6294 | 0 | -22.6294 | 0 | 0 | 22.6294 | 98.8558 | 0 | 0 | 0 | 0 | 0 | 22.6294 | 92.186 | 0
|  |  | 20.8758 | 0 | -20.8758 | 0 | 0 | 20.8758 | 75.6605 | 0 | 0 | 0 | 0 | 0 | 20.8758 | 68.9907 | 0
|  |  | 18.9345 | 0 | -18.9345 | 0 | 0 | 18.9345 | 54.6222 | 0 | 0 | 0 | 0 | 0 | 18.9345 | 47.9523 | 0
|  |  | 15.4144 | 0 | -15.4144 | 0 | 0 | 15.4144 | 37.495 | 0 | 0 | 0 | 0 | 0 | 15.4144 | 30.8252 | 0
|  |  | 11.7376 | 0.27258 | -11.465 | 0 | 0 | 11.465 | 24.7561 | 0.27258 | 0 | 0 | 0 | 0 | 11.7376 | 17.7834 | 0.27258
|  |  | 16.1057 | 5.3751 | -10.7306 | 0.10073 | 0 | 10.7306 | 12.8332 | 5.3751 | 0 | 0 | 0.10073 | 0 | 16.005 | 0 | 5.3751
|  |  | 19.9504 | 20.6459 | 0.69556 | 30.6217 | 0.69556 | 0 | 13.4592 | 19.9504 | 0 | 10.6714 | 19.9504 | 0 | 0 | 0 | 19.9504
|  |  | 26.3005 | 39.6241 | 13.3236 | 83.0262 | 13.3236 | 0 | 25.4504 | 26.3005 | 0 | 56.7257 | 26.3005 | 0 | 0 | 0 | 26.3005
|  |  | 31.0713 | 59.245 | 28.1738 | 129.7898 | 28.1738 | 0 | 50.8068 | 31.0713 | 0 | 98.7185 | 31.0713 | 0 | 0 | 0 | 31.0713
|  |  | 33.2435 | 79.7444 | 46.5008 | 158.4473 | 46.5008 | 0 | 92.6575 | 33.2435 | 0 | 125.2038 | 33.2435 | 0 | 0 | 0 | 33.2435
|  |  | 33.9264 | 95.7839 | 61.8575 | 201.0558 | 61.8575 | 0 | 148.3292 | 33.9264 | 0 | 167.1294 | 33.9264 | 0 | 0 | 0 | 33.9264
|  |  | 35.3688 | 98.9228 | 63.554 | 220.9751 | 63.554 | 0 | 205.5278 | 35.3688 | 0 | 185.6063 | 35.3688 | 0 | 0 | 0 | 35.3688
|  |  | 34.1685 | 90.8916 | 56.7231 | 223.3674 | 56.7231 | 0 | 256.5786 | 34.1685 | 0 | 57.5536 | 34.1685 | 131.6453 | 0 | 118.4808 | 34.1685
|  |  | 35.1159 | 78.2902 | 43.1743 | 202.2394 | 43.1743 | 0 | 295.4354 | 35.1159 | 0 | 0 | 35.1159 | 167.1235 | 0 | 268.8919 | 35.1159
|  |  | 40.4938 | 59.9151 | 19.4212 | 169.8297 | 19.4212 | 0 | 312.9145 | 40.4938 | 0 | 0 | 40.4938 | 129.3359 | 0 | 385.2942 | 40.4938
|  |  | 46.2897 | 35.5414 | -10.7483 | 119.4399 | 0 | 10.7483 | 300.972 | 35.5414 | 0 | 0 | 46.2897 | 73.1502 | 0 | 451.1294 | 35.5414
|  |  | 46.7678 | 12.2442 | -34.5236 | 61.7471 | 0 | 34.5236 | 262.6124 | 12.2442 | 0 | 0 | 46.7678 | 14.9793 | 0 | 464.6108 | 12.2442
|  |  | 41.1187 | 1.5004 | -39.6183 | 4.0292 | 0 | 39.6183 | 218.5921 | 1.5004 | 0 | 0 | 4.0292 | 0 | 37.0895 | 423.4003 | 1.5004
|  |  | 30.6708 | 0 | -30.6708 | 0 | 0 | 30.6708 | 184.5135 | 0 | 0 | 0 | 0 | 0 | 30.6708 | 389.3216 | 0
|  |  | 23.3615 | 0 | -23.3615 | 0 | 0 | 23.3615 | 158.5562 | 0 | 0 | 0 | 0 | 0 | 23.3615 | 363.3644 | 0
|  |  | 23.6941 | 0 | -23.6941 | 0 | 0 | 23.6941 | 132.2294 | 0 | 0 | 0 | 0 | 0 | 23.6941 | 337.0376 | 0
|  |  | 24.2768 | 0 | -24.2768 | 0 | 0 | 24.2768 | 105.2551 | 0 | 0 | 0 | 0 | 0 | 24.2768 | 310.0633 | 0
|  |  | 24.5562 | 0 | -24.5562 | 0 | 0 | 24.5562 | 77.9705 | 0 | 0 | 0 | 0 | 0 | 24.5562 | 282.7787 | 0
|  |  | 24.0861 | 0 | -24.0861 | 0 | 0 | 24.0861 | 51.2082 | 0 | 0 | 0 | 0 | 0 | 24.0861 | 256.0164 | 0
|  |  | 22.6294 | 0 | -22.6294 | 0 | 0 | 22.6294 | 26.0644 | 0 | 0 | 0 | 0 | 0 | 22.6294 | 230.8726 | 0
|  |  | 20.8758 | 0 | -20.8758 | 0 | 0 | 20.8758 | 2.8691 | 0 | 0 | 0 | 0 | 0 | 20.8758 | 207.6773 | 0
|  |  | 18.9345 | 0 | -18.9345 | 0 | 0 | 2.5822 | 0 | 0 | -16.3523 | 0 | 0 | 0 | 18.9345 | 186.639 | 0
|  |  | 15.4144 | 0 | -15.4144 | 0 | 0 | 0 | 0 | 0 | -15.4144 | 0 | 0 | 0 | 15.4144 | 169.5118 | 0
|  |  | 11.7376 | 0.29685 | -11.4408 | 0 | 0 | 0 | 0 | 0.29685 | -11.4408 | 0 | 0 | 0 | 11.7376 | 156.47 | 0.29685
|  |  | 16.1057 | 4.9668 | -11.1389 | 0.12591 | 0 | 0 | 0 | 4.9668 | -11.1389 | 0 | 0.12591 | 0 | 15.9798 | 138.7146 | 4.9668
|  |  | 19.9504 | 19.6704 | -0.28001 | 13.3718 | 0 | 0 | 0 | 19.6704 | -0.28001 | 0 | 13.3718 | 0 | 6.5785 | 131.4051 | 19.6704
|  |  | 26.3005 | 41.0437 | 14.7432 | 32.9637 | 14.7432 | 0 | 13.2689 | 26.3005 | 0 | 0 | 26.3005 | 6.6632 | 0 | 137.402 | 26.3005
|  |  | 31.0713 | 63.0869 | 32.0156 | 55.8544 | 32.0156 | 0 | 42.083 | 31.0713 | 0 | 0 | 31.0713 | 24.7832 | 0 | 159.7068 | 31.0713
|  |  | 33.2435 | 80.0601 | 46.8166 | 70.3091 | 46.8166 | 0 | 84.2179 | 33.2435 | 0 | 0 | 33.2435 | 37.0656 | 0 | 193.0658 | 33.2435
|  |  | 33.9264 | 90.2417 | 56.3153 | 80.1554 | 56.3153 | 0 | 134.9016 | 33.9264 | 0 | 0 | 33.9264 | 46.229 | 0 | 234.6719 | 33.9264
|  |  | 35.3688 | 95.9292 | 60.5604 | 86.8287 | 60.5604 | 0 | 189.406 | 35.3688 | 0 | 0 | 35.3688 | 51.46 | 0 | 280.9859 | 35.3688
|  |  | 34.1685 | 92.0579 | 57.8894 | 80.6087 | 57.8894 | 0 | 241.5064 | 34.1685 | 0 | 0 | 34.1685 | 46.4401 | 0 | 322.782 | 34.1685
|  |  | 35.1159 | 78.4189 | 43.303 | 68.8989 | 43.303 | 0 | 280.4791 | 35.1159 | 0 | 0 | 35.1159 | 33.783 | 0 | 353.1867 | 35.1159
|  |  | 40.4938 | 60.2221 | 19.7282 | 54.142 | 19.7282 | 0 | 298.2345 | 40.4938 | 0 | 0 | 40.4938 | 13.6482 | 0 | 365.4701 | 40.4938
|  |  | 46.2897 | 36.2264 | -10.0633 | 39.7377 | 0 | 10.0633 | 287.0531 | 36.2264 | 0 | 0 | 39.7377 | 0 | 6.5519 | 358.1902 | 36.2264
|  |  | 46.7678 | 12.8442 | -33.9235 | 20.2718 | 0 | 33.9235 | 249.3603 | 12.8442 | 0 | 0 | 20.2718 | 0 | 26.496 | 328.7502 | 12.8442
|  |  | 41.1187 | 1.7749 | -39.3438 | 1.2843 | 0 | 39.3438 | 205.645 | 1.7749 | 0 | 0 | 1.2843 | 0 | 39.8344 | 284.4898 | 1.7749
|  |  | 30.6708 | 0 | -30.6708 | 0 | 0 | 30.6708 | 171.5664 | 0 | 0 | 0 | 0 | 0 | 30.6708 | 250.4112 | 0
|  |  | 23.3615 | 0 | -23.3615 | 0 | 0 | 23.3615 | 145.6091 | 0 | 0 | 0 | 0 | 0 | 23.3615 | 224.4539 | 0
|  |  | 23.6941 | 0 | -23.6941 | 0 | 0 | 23.6941 | 119.2823 | 0 | 0 | 0 | 0 | 0 | 23.6941 | 198.1271 | 0
|  |  | 24.2768 | 0 | -24.2768 | 0 | 0 | 24.2768 | 92.308 | 0 | 0 | 0 | 0 | 0 | 24.2768 | 171.1528 | 0
|  |  | 24.5562 | 0 | -24.5562 | 0 | 0 | 24.5562 | 65.0234 | 0 | 0 | 0 | 0 | 0 | 24.5562 | 143.8682 | 0
|  |  | 24.0861 | 0 | -24.0861 | 0 | 0 | 24.0861 | 38.2611 | 0 | 0 | 0 | 0 | 0 | 24.0861 | 117.1059 | 0
|  |  | 22.6294 | 0 | -22.6294 | 0 | 0 | 22.6294 | 13.1173 | 0 | 0 | 0 | 0 | 0 | 22.6294 | 91.9621 | 0
|  |  | 20.8758 | 0 | -20.8758 | 0 | 0 | 11.8056 | 0 | 0 | -9.0702 | 0 | 0 | 0 | 20.8758 | 68.7668 | 0
|  |  | 18.9345 | 0 | -18.9345 | 0 | 0 | 0 | 0 | 0 | -18.9345 | 0 | 0 | 0 | 18.9345 | 47.7285 | 0
|  |  | 15.4144 | 0 | -15.4144 | 0 | 0 | 0 | 0 | 0 | -15.4144 | 0 | 0 | 0 | 15.4144 | 30.6013 | 0
|  |  | 11.7376 | 0.37427 | -11.3634 | 0 | 0 | 0 | 0 | 0.37427 | -11.3634 | 0 | 0 | 0 | 11.7376 | 17.5595 | 0.37427
|  |  | 16.1057 | 5.7181 | -10.3876 | 0.30219 | 0 | 0 | 0 | 5.7181 | -10.3876 | 0 | 0.30219 | 0 | 15.8036 | 0 | 5.7181
|  |  | 19.9504 | 20.0026 | 0.052201 | 41.979 | 0.052201 | 0 | 0.046981 | 19.9504 | 0 | 22.0286 | 19.9504 | 0 | 0 | 0 | 19.9504
|  |  | 26.3005 | 41.7871 | 15.4866 | 136.4883 | 15.4866 | 0 | 13.9849 | 26.3005 | 0 | 108.7252 | 26.3005 | 1.4626 | 0 | 1.3164 | 26.3005
|  |  | 31.0713 | 62.1874 | 31.1161 | 99.3947 | 31.1161 | 0 | 41.9894 | 31.0713 | 0 | 0 | 31.0713 | 68.3234 | 0 | 62.8075 | 31.0713
|  |  | 33.2435 | 77.1645 | 43.921 | 72.9784 | 43.921 | 0 | 81.5183 | 33.2435 | 0 | 0 | 33.2435 | 39.7349 | 0 | 98.5689 | 33.2435
|  |  | 33.9264 | 91.2652 | 57.3388 | 96.4987 | 57.3388 | 0 | 133.1232 | 33.9264 | 0 | 0 | 33.9264 | 62.5723 | 0 | 154.884 | 33.9264
|  |  | 35.3688 | 94.0567 | 58.688 | 27.8265 | 58.688 | 0 | 185.9424 | 35.3688 | 0 | 0 | 27.8265 | 0 | 7.5423 | 146.5036 | 35.3688
|  |  | 34.1685 | 84.4419 | 50.2733 | 84.2601 | 50.2733 | 0 | 231.1884 | 34.1685 | 0 | 0 | 34.1685 | 50.0916 | 0 | 191.5861 | 34.1685
|  |  | 35.1159 | 71.0057 | 35.8898 | 105.514 | 35.8898 | 0 | 263.4892 | 35.1159 | 0 | 0 | 35.1159 | 70.3981 | 0 | 254.9444 | 35.1159
|  |  | 40.4938 | 51.1921 | 10.6983 | 69.5033 | 10.6983 | 0 | 273.1176 | 40.4938 | 0 | 0 | 40.4938 | 29.0094 | 0 | 281.0529 | 40.4938
|  |  | 46.2897 | 29.5963 | -16.6934 | 105.6651 | 0 | 16.6934 | 254.5694 | 29.5963 | 0 | 0 | 46.2897 | 59.3754 | 0 | 334.4908 | 29.5963
|  |  | 46.7678 | 11.624 | -35.1438 | 41.1228 | 0 | 35.1438 | 215.5207 | 11.624 | 0 | 0 | 41.1228 | 0 | 5.645 | 328.2186 | 11.624
|  |  | 41.1187 | 1.759 | -39.3597 | 1.939 | 0 | 39.3597 | 171.7877 | 1.759 | 0 | 0 | 1.939 | 0 | 39.1796 | 284.6856 | 1.759
|  |  | 30.6708 | 0 | -30.6708 | 0 | 0 | 30.6708 | 137.7091 | 0 | 0 | 0 | 0 | 0 | 30.6708 | 250.607 | 0
|  |  | 23.3615 | 0 | -23.3615 | 0 | 0 | 23.3615 | 111.7518 | 0 | 0 | 0 | 0 | 0 | 23.3615 | 224.6498 | 0
|  |  | 23.6941 | 0 | -23.6941 | 0 | 0 | 23.6941 | 85.425 | 0 | 0 | 0 | 0 | 0 | 23.6941 | 198.3229 | 0
|  |  | 24.2768 | 0 | -24.2768 | 0 | 0 | 24.2768 | 58.4507 | 0 | 0 | 0 | 0 | 0 | 24.2768 | 171.3487 | 0
|  |  | 24.5562 | 0 | -24.5562 | 0 | 0 | 24.5562 | 31.1661 | 0 | 0 | 0 | 0 | 0 | 24.5562 | 144.0641 | 0
|  |  | 24.0861 | 0 | -24.0861 | 0 | 0 | 24.0861 | 4.4038 | 0 | 0 | 0 | 0 | 0 | 24.0861 | 117.3017 | 0
|  |  | 22.6294 | 0 | -22.6294 | 0 | 0 | 3.9634 | 0 | 0 | -18.666 | 0 | 0 | 0 | 22.6294 | 92.158 | 0
|  |  | 20.8758 | 0 | -20.8758 | 0 | 0 | 0 | 0 | 0 | -20.8758 | 0 | 0 | 0 | 20.8758 | 68.9627 | 0
|  |  | 18.9345 | 0 | -18.9345 | 0 | 0 | 0 | 0 | 0 | -18.9345 | 0 | 0 | 0 | 18.9345 | 47.9243 | 0
|  |  | 15.4144 | 0 | -15.4144 | 0 | 0 | 0 | 0 | 0 | -15.4144 | 0 | 0 | 0 | 15.4144 | 30.7972 | 0
|  |  | 11.7376 | 0.35974 | -11.3779 | 0 | 0 | 0 | 0 | 0.35974 | -11.3779 | 0 | 0 | 0 | 11.7376 | 17.7554 | 0.35974
|  |  | 16.1057 | 5.2865 | -10.8192 | 0.12591 | 0 | 0 | 0 | 5.2865 | -10.8192 | 0 | 0.12591 | 0 | 15.9798 | 0 | 5.2865
|  |  | 19.9504 | 20.2361 | 0.2857 | 43.3388 | 0.2857 | 0 | 0.25713 | 19.9504 | 0 | 23.3884 | 19.9504 | 0 | 0 | 0 | 19.9504
|  |  | 26.3005 | 41.3 | 14.9995 | 110.0469 | 14.9995 | 0 | 13.7566 | 26.3005 | 0 | 83.7463 | 26.3005 | 0 | 0 | 0 | 26.3005
|  |  | 31.0713 | 59.4793 | 28.4081 | 171.517 | 28.4081 | 0 | 39.3239 | 31.0713 | 0 | 140.4457 | 31.0713 | 0 | 0 | 0 | 31.0713
|  |  | 33.2435 | 74.0318 | 40.7883 | 219.8167 | 40.7883 | 0 | 76.0333 | 33.2435 | 0 | 186.5732 | 33.2435 | 0 | 0 | 0 | 33.2435
|  |  | 33.9264 | 88.2753 | 54.3488 | 252.1508 | 54.3488 | 0 | 124.9473 | 33.9264 | 0 | 218.2244 | 33.9264 | 0 | 0 | 0 | 33.9264
|  |  | 35.3688 | 94.9343 | 59.5656 | 264.9183 | 59.5656 | 0 | 178.5563 | 35.3688 | 0 | 229.5495 | 35.3688 | 0 | 0 | 0 | 35.3688
|  |  | 34.1685 | 91.5732 | 57.4046 | 259.7559 | 57.4046 | 0 | 230.2204 | 34.1685 | 0 | 225.5874 | 34.1685 | 0 | 0 | 0 | 34.1685
|  |  | 35.1159 | 80.8563 | 45.7404 | 236.7392 | 45.7404 | 0 | 271.3868 | 35.1159 | 0 | 113.8222 | 35.1159 | 87.8012 | 0 | 79.021 | 35.1159
|  |  | 40.4938 | 62.2842 | 21.7904 | 195.4402 | 21.7904 | 0 | 290.9981 | 40.4938 | 0 | 0 | 40.4938 | 154.9464 | 0 | 218.4728 | 40.4938
|  |  | 46.2897 | 37.6565 | -8.6332 | 139.5606 | 0 | 8.6332 | 281.4057 | 37.6565 | 0 | 0 | 46.2897 | 93.2709 | 0 | 302.4166 | 37.6565
|  |  | 46.7678 | 13.9988 | -32.769 | 74.162 | 0 | 32.769 | 244.9957 | 13.9988 | 0 | 0 | 46.7678 | 27.3942 | 0 | 327.0714 | 13.9988
|  |  | 41.1187 | 2.1411 | -38.9776 | 2.9715 | 0 | 38.9776 | 201.6873 | 2.1411 | 0 | 0 | 2.9715 | 0 | 38.1472 | 284.6856 | 2.1411
|  |  | 30.6708 | 0 | -30.6708 | 0 | 0 | 30.6708 | 167.6086 | 0 | 0 | 0 | 0 | 0 | 30.6708 | 250.607 | 0
|  |  | 23.3615 | 0 | -23.3615 | 0 | 0 | 23.3615 | 141.6514 | 0 | 0 | 0 | 0 | 0 | 23.3615 | 224.6498 | 0
|  |  | 23.6941 | 0 | -23.6941 | 0 | 0 | 23.6941 | 115.3246 | 0 | 0 | 0 | 0 | 0 | 23.6941 | 198.3229 | 0
|  |  | 24.2768 | 0 | -24.2768 | 0 | 0 | 24.2768 | 88.3503 | 0 | 0 | 0 | 0 | 0 | 24.2768 | 171.3487 | 0
|  |  | 24.5562 | 0 | -24.5562 | 0 | 0 | 24.5562 | 61.0657 | 0 | 0 | 0 | 0 | 0 | 24.5562 | 144.0641 | 0
|  |  | 24.0861 | 0 | -24.0861 | 0 | 0 | 24.0861 | 34.3034 | 0 | 0 | 0 | 0 | 0 | 24.0861 | 117.3017 | 0
|  |  | 22.6294 | 0 | -22.6294 | 0 | 0 | 22.6294 | 9.1596 | 0 | 0 | 0 | 0 | 0 | 22.6294 | 92.158 | 0
|  |  | 20.8758 | 0 | -20.8758 | 0 | 0 | 8.2436 | 0 | 0 | -12.6321 | 0 | 0 | 0 | 20.8758 | 68.9627 | 0
|  |  | 18.9345 | 0 | -18.9345 | 0 | 0 | 0 | 0 | 0 | -18.9345 | 0 | 0 | 0 | 18.9345 | 47.9243 | 0
|  |  | 15.4144 | 0 | -15.4144 | 0 | 0 | 0 | 0 | 0 | -15.4144 | 0 | 0 | 0 | 15.4144 | 30.7972 | 0
|  |  | 11.7376 | 0.53771 | -11.1999 | 0 | 0 | 0 | 0 | 0.53771 | -11.1999 | 0 | 0 | 0 | 11.7376 | 17.7554 | 0.53771
|  |  | 16.1057 | 6.6903 | -9.4154 | 0.12591 | 0 | 0 | 0 | 6.6903 | -9.4154 | 0 | 0.12591 | 0 | 15.9798 | 0 | 6.6903
|  |  | 19.9504 | 22.3715 | 2.4211 | 47.922 | 2.4211 | 0 | 2.179 | 19.9504 | 0 | 27.9716 | 19.9504 | 0 | 0 | 0 | 19.9504
|  |  | 26.3005 | 47.1536 | 20.8531 | 118.911 | 20.8531 | 0 | 20.9468 | 26.3005 | 0 | 92.6105 | 26.3005 | 0 | 0 | 0 | 26.3005
|  |  | 31.0713 | 70.374 | 39.3027 | 183.7808 | 39.3027 | 0 | 56.3192 | 31.0713 | 0 | 152.7095 | 31.0713 | 0 | 0 | 0 | 31.0713
|  |  | 33.2435 | 82.9896 | 49.746 | 235.5053 | 49.746 | 0 | 101.0906 | 33.2435 | 0 | 202.2618 | 33.2435 | 0 | 0 | 0 | 33.2435
|  |  | 33.9264 | 88.3366 | 54.4102 | 270.5339 | 54.4102 | 0 | 150.0598 | 33.9264 | 0 | 236.6075 | 33.9264 | 0 | 0 | 0 | 33.9264
|  |  | 35.3688 | 88.3092 | 52.9404 | 287.3306 | 52.9404 | 0 | 197.7062 | 35.3688 | 0 | 251.9618 | 35.3688 | 0 | 0 | 0 | 35.3688
|  |  | 34.1685 | 82.8923 | 48.7237 | 285.8196 | 48.7237 | 0 | 241.5575 | 34.1685 | 0 | 251.6511 | 34.1685 | 0 | 0 | 0 | 34.1685
|  |  | 35.1159 | 73.4198 | 38.3039 | 265.6737 | 38.3039 | 0 | 276.031 | 35.1159 | 0 | 196.3466 | 35.1159 | 34.2113 | 0 | 30.7901 | 35.1159
|  |  | 40.4938 | 57.0223 | 16.5284 | 227.6736 | 16.5284 | 0 | 290.9066 | 40.4938 | 0 | 0 | 40.4938 | 187.1798 | 0 | 199.2519 | 40.4938
|  |  | 46.2897 | 33.6989 | -12.5908 | 166.556 | 0 | 12.5908 | 276.9168 | 33.6989 | 0 | 0 | 46.2897 | 120.2664 | 0 | 307.4917 | 33.6989
|  |  | 46.7678 | 12.7802 | -33.9876 | 88.8937 | 0 | 33.9876 | 239.1529 | 12.7802 | 0 | 0 | 46.7678 | 42.1259 | 0 | 345.405 | 12.7802
|  |  | 41.1187 | 2.0532 | -39.0655 | 5.2631 | 0 | 39.0655 | 195.7468 | 2.0532 | 0 | 0 | 5.2631 | 0 | 35.8556 | 305.5654 | 2.0532
|  |  | 30.6708 | 0 | -30.6708 | 0 | 0 | 30.6708 | 161.6681 | 0 | 0 | 0 | 0 | 0 | 30.6708 | 271.4868 | 0
|  |  | 23.3615 | 0 | -23.3615 | 0 | 0 | 23.3615 | 135.7109 | 0 | 0 | 0 | 0 | 0 | 23.3615 | 245.5296 | 0
|  |  | 23.6941 | 0 | -23.6941 | 0 | 0 | 23.6941 | 109.3841 | 0 | 0 | 0 | 0 | 0 | 23.6941 | 219.2028 | 0
|  |  | 24.2768 | 0 | -24.2768 | 0 | 0 | 24.2768 | 82.4098 | 0 | 0 | 0 | 0 | 0 | 24.2768 | 192.2285 | 0
|  |  | 24.5562 | 0 | -24.5562 | 0 | 0 | 24.5562 | 55.1252 | 0 | 0 | 0 | 0 | 0 | 24.5562 | 164.9439 | 0
|  |  | 30.2465 | 0 | -30.2465 | 0 | 0 | 30.2465 | 21.518 | 0 | 0 | 0 | 0 | 0 | 30.2465 | 131.3367 | 0
|  |  | 28.1491 | 0 | -28.1491 | 0 | 0 | 19.3662 | 0 | 0 | -8.7829 | 0 | 0 | 0 | 28.1491 | 100.0599 | 0
|  |  | 25.2107 | 0 | -25.2107 | 0 | 0 | 0 | 0 | 0 | -25.2107 | 0 | 0 | 0 | 25.2107 | 72.048 | 0
|  |  | 21.4417 | 0 | -21.4417 | 0 | 0 | 0 | 0 | 0 | -21.4417 | 0 | 0 | 0 | 21.4417 | 48.224 | 0
|  |  | 17.5188 | 0 | -17.5188 | 0 | 0 | 0 | 0 | 0 | -17.5188 | 0 | 0 | 0 | 17.5188 | 28.7586 | 0
|  |  | 14.3414 | 0.32029 | -14.0211 | 0 | 0 | 0 | 0 | 0.32029 | -14.0211 | 0 | 0 | 0 | 14.3414 | 12.8237 | 0.32029
|  |  | 11.6673 | 6.8472 | -4.8201 | 0.12591 | 0 | 0 | 0 | 6.8472 | -4.8201 | 0 | 0.12591 | 0 | 11.5414 | 0 | 6.8472
|  |  | 9.167 | 24.6631 | 15.4962 | 45.4541 | 15.4962 | 0 | 13.9466 | 9.167 | 0 | 36.2872 | 9.167 | 0 | 0 | 0 | 9.167
|  |  | 7.1962 | 47.5097 | 40.3135 | 112.8673 | 40.3135 | 0 | 50.2287 | 7.1962 | 0 | 105.6711 | 7.1962 | 0 | 0 | 0 | 7.1962
|  |  | 6.03 | 69.5785 | 63.5485 | 174.3122 | 63.5485 | 0 | 107.4223 | 6.03 | 0 | 168.2822 | 6.03 | 0 | 0 | 0 | 6.03
|  |  | 6.0645 | 91.4275 | 85.363 | 223.1659 | 85.363 | 0 | 184.2491 | 6.0645 | 0 | 217.1015 | 6.0645 | 0 | 0 | 0 | 6.0645
|  |  | 6.9622 | 101.5947 | 94.6325 | 254.1151 | 94.6325 | 0 | 269.4183 | 6.9622 | 0 | 247.1529 | 6.9622 | 0 | 0 | 0 | 6.9622
|  |  | 9.2104 | 99.5567 | 90.3463 | 267.2099 | 90.3463 | 0 | 350.7299 | 9.2104 | 0 | 257.9994 | 9.2104 | 0 | 0 | 0 | 9.2104
|  |  | 12.2202 | 95.377 | 83.1568 | 261.6194 | 35.4326 | 0 | 382.6192 | 59.9445 | 47.7243 | 249.3992 | 12.2202 | 0 | 0 | 0 | 59.9445
|  |  | 15.3949 | 82.4941 | 67.0991 | 237.7213 | 0 | 0 | 382.6192 | 82.4941 | 67.0991 | 145.0105 | 15.3949 | 77.3159 | 0 | 69.5843 | 82.4941
|  |  | 18.6761 | 60.0706 | 41.3945 | 196.4727 | 0 | 0 | 382.6192 | 60.0706 | 41.3945 | 0 | 18.6761 | 177.7966 | 0 | 229.6012 | 60.0706
|  |  | 22.1391 | 35.3506 | 13.2114 | 140.1146 | 0 | 0 | 382.6192 | 35.3506 | 13.2114 | 0 | 22.1391 | 117.9754 | 0 | 335.7791 | 35.3506
|  |  | 26.0591 | 13.9125 | -12.1466 | 74.162 | 0 | 12.1466 | 369.123 | 13.9125 | 0 | 0 | 26.0591 | 48.1029 | 0 | 379.0717 | 13.9125
|  |  | 29.8278 | 2.331 | -27.4968 | 2.8456 | 0 | 27.4968 | 338.571 | 2.331 | 0 | 0 | 2.8456 | 0 | 26.9822 | 349.0915 | 2.331
|  |  | 32.3465 | 0 | -32.3465 | 0 | 0 | 32.3465 | 302.6305 | 0 | 0 | 0 | 0 | 0 | 32.3465 | 313.151 | 0
|  |  | 33.6507 | 0 | -33.6507 | 0 | 0 | 33.6507 | 265.2408 | 0 | 0 | 0 | 0 | 0 | 33.6507 | 275.7613 | 0
|  |  | 34.0882 | 0 | -34.0882 | 0 | 0 | 34.0882 | 227.365 | 0 | 0 | 0 | 0 | 0 | 34.0882 | 237.8855 | 0
|  |  | 33.501 | 0 | -33.501 | 0 | 0 | 33.501 | 190.1417 | 0 | 0 | 0 | 0 | 0 | 33.501 | 200.6622 | 0
|  |  | 32.1465 | 0 | -32.1465 | 0 | 0 | 32.1465 | 154.4234 | 0 | 0 | 0 | 0 | 0 | 32.1465 | 164.9439 | 0
|  |  | 30.2465 | 0 | -30.2465 | 0 | 0 | 30.2465 | 120.8162 | 0 | 0 | 0 | 0 | 0 | 30.2465 | 131.3367 | 0
|  |  | 28.1491 | 0 | -28.1491 | 0 | 0 | 28.1491 | 89.5394 | 0 | 0 | 0 | 0 | 0 | 28.1491 | 100.0599 | 0
|  |  | 25.2107 | 0 | -25.2107 | 0 | 0 | 25.2107 | 61.5275 | 0 | 0 | 0 | 0 | 0 | 25.2107 | 72.048 | 0
|  |  | 21.4417 | 0 | -21.4417 | 0 | 0 | 21.4417 | 37.7035 | 0 | 0 | 0 | 0 | 0 | 21.4417 | 48.224 | 0
|  |  | 17.5188 | 0 | -17.5188 | 0 | 0 | 17.5188 | 18.2381 | 0 | 0 | 0 | 0 | 0 | 17.5188 | 28.7586 | 0
|  |  | 14.3414 | 0.12191 | -14.2195 | 0 | 0 | 14.2195 | 2.4387 | 0.12191 | 0 | 0 | 0 | 0 | 14.3414 | 12.8237 | 0.12191
|  |  | 11.6673 | 5.891 | -5.7763 | 0.12591 | 0 | 2.1948 | 0 | 5.891 | -3.5815 | 0 | 0.12591 | 0 | 11.5414 | 0 | 5.891
|  |  | 9.167 | 20.7721 | 11.6052 | 44.8749 | 11.6052 | 0 | 10.4447 | 9.167 | 0 | 35.708 | 9.167 | 0 | 0 | 0 | 9.167
|  |  | 7.1962 | 40.1256 | 32.9294 | 111.6082 | 32.9294 | 0 | 40.0811 | 7.1962 | 0 | 104.4119 | 7.1962 | 0 | 0 | 0 | 7.1962
|  |  | 6.03 | 60.4665 | 54.4365 | 173.2294 | 54.4365 | 0 | 89.074 | 6.03 | 0 | 167.1994 | 6.03 | 0 | 0 | 0 | 6.03
|  |  | 6.0645 | 80.0452 | 73.9808 | 221.5795 | 73.9808 | 0 | 155.6567 | 6.0645 | 0 | 215.515 | 6.0645 | 0 | 0 | 0 | 6.0645
|  |  | 6.9622 | 86.0859 | 79.1237 | 253.2589 | 79.1237 | 0 | 226.868 | 6.9622 | 0 | 246.2967 | 6.9622 | 0 | 0 | 0 | 6.9622
|  |  | 9.2104 | 81.3288 | 72.1184 | 265.9004 | 72.1184 | 0 | 291.7745 | 9.2104 | 0 | 256.69 | 9.2104 | 0 | 0 | 0 | 9.2104
|  |  | 12.2202 | 78.0564 | 65.8362 | 261.1661 | 65.8362 | 0 | 351.0271 | 12.2202 | 0 | 248.9459 | 12.2202 | 0 | 0 | 0 | 12.2202
|  |  | 15.3949 | 66.6555 | 51.2606 | 238.0235 | 35.1024 | 0 | 382.6192 | 31.5531 | 16.1582 | 169.4635 | 15.3949 | 53.1651 | 0 | 47.8486 | 31.5531
|  |  | 18.6761 | 50.0767 | 31.4006 | 196.6238 | 0 | 0 | 382.6192 | 50.0767 | 31.4006 | 0 | 18.6761 | 177.9477 | 0 | 208.0015 | 50.0767
|  |  | 22.1391 | 32.1799 | 10.0408 | 140.8952 | 0 | 0 | 382.6192 | 32.1799 | 10.0408 | 0 | 22.1391 | 118.7561 | 0 | 314.882 | 32.1799
|  |  | 26.0591 | 12.8857 | -13.1734 | 74.2124 | 0 | 13.1734 | 367.9822 | 12.8857 | 0 | 0 | 26.0591 | 48.1532 | 0 | 358.2199 | 12.8857
|  |  | 29.8278 | 2.2393 | -27.5885 | 2.8204 | 0 | 27.5885 | 337.3282 | 2.2393 | 0 | 0 | 2.8204 | 0 | 27.0074 | 328.2117 | 2.2393
|  |  | 32.3465 | 0 | -32.3465 | 0 | 0 | 32.3465 | 301.3877 | 0 | 0 | 0 | 0 | 0 | 32.3465 | 292.2711 | 0
|  |  | 33.6507 | 0 | -33.6507 | 0 | 0 | 33.6507 | 263.998 | 0 | 0 | 0 | 0 | 0 | 33.6507 | 254.8815 | 0
|  |  | 34.0882 | 0 | -34.0882 | 0 | 0 | 34.0882 | 226.1223 | 0 | 0 | 0 | 0 | 0 | 34.0882 | 217.0057 | 0
|  |  | 33.501 | 0 | -33.501 | 0 | 0 | 33.501 | 188.899 | 0 | 0 | 0 | 0 | 0 | 33.501 | 179.7824 | 0
|  |  | 32.1465 | 0 | -32.1465 | 0 | 0 | 32.1465 | 153.1806 | 0 | 0 | 0 | 0 | 0 | 32.1465 | 144.0641 | 0
|  |  | 24.0861 | 0 | -24.0861 | 0 | 0 | 24.0861 | 126.4183 | 0 | 0 | 0 | 0 | 0 | 24.0861 | 117.3017 | 0
|  |  | 22.6294 | 0 | -22.6294 | 0 | 0 | 22.6294 | 101.2746 | 0 | 0 | 0 | 0 | 0 | 22.6294 | 92.158 | 0
|  |  | 20.8758 | 0 | -20.8758 | 0 | 0 | 20.8758 | 78.0793 | 0 | 0 | 0 | 0 | 0 | 20.8758 | 68.9627 | 0
|  |  | 18.9345 | 0 | -18.9345 | 0 | 0 | 18.9345 | 57.0409 | 0 | 0 | 0 | 0 | 0 | 18.9345 | 47.9243 | 0
|  |  | 15.4144 | 0 | -15.4144 | 0 | 0 | 15.4144 | 39.9138 | 0 | 0 | 0 | 0 | 0 | 15.4144 | 30.7972 | 0
|  |  | 11.7376 | 0.23407 | -11.5036 | 0 | 0 | 11.5036 | 27.132 | 0.23407 | 0 | 0 | 0 | 0 | 11.7376 | 17.7554 | 0.23407
|  |  | 16.1057 | 6.0461 | -10.0596 | 0.12591 | 0 | 10.0596 | 15.9547 | 6.0461 | 0 | 0 | 0.12591 | 0 | 15.9798 | 0 | 6.0461
|  |  | 19.9504 | 22.147 | 2.1967 | 41.3494 | 2.1967 | 0 | 17.9317 | 19.9504 | 0 | 21.399 | 19.9504 | 0 | 0 | 0 | 19.9504
|  |  | 26.3005 | 44.077 | 17.7765 | 102.8195 | 17.7765 | 0 | 33.9306 | 26.3005 | 0 | 76.519 | 26.3005 | 0 | 0 | 0 | 26.3005
|  |  | 31.0713 | 65.1582 | 34.0869 | 157.5911 | 34.0869 | 0 | 64.6088 | 31.0713 | 0 | 126.5198 | 31.0713 | 0 | 0 | 0 | 31.0713
|  |  | 33.2435 | 81.4102 | 48.1667 | 203.2215 | 48.1667 | 0 | 107.9588 | 33.2435 | 0 | 169.978 | 33.2435 | 0 | 0 | 0 | 33.2435
|  |  | 33.9264 | 93.8163 | 59.8899 | 233.4403 | 59.8899 | 0 | 161.8597 | 33.9264 | 0 | 199.5139 | 33.9264 | 0 | 0 | 0 | 33.9264
|  |  | 35.3688 | 99.0395 | 63.6707 | 248.8519 | 63.6707 | 0 | 219.1633 | 35.3688 | 0 | 213.4832 | 35.3688 | 0 | 0 | 0 | 35.3688
|  |  | 34.1685 | 92.6585 | 58.4899 | 243.5385 | 58.4899 | 0 | 271.8043 | 34.1685 | 0 | 209.3699 | 34.1685 | 0 | 0 | 0 | 34.1685
|  |  | 35.1159 | 77.541 | 42.4251 | 222.5868 | 42.4251 | 0 | 309.9869 | 35.1159 | 0 | 65.174 | 35.1159 | 122.2968 | 0 | 110.0671 | 35.1159
|  |  | 40.4938 | 56.6268 | 16.133 | 184.6873 | 16.133 | 0 | 324.5066 | 40.4938 | 0 | 0 | 40.4938 | 144.1935 | 0 | 239.8413 | 40.4938
|  |  | 46.2897 | 33.8299 | -12.4598 | 132.8117 | 0 | 12.4598 | 310.6624 | 33.8299 | 0 | 0 | 46.2897 | 86.522 | 0 | 317.7111 | 33.8299
|  |  | 46.7678 | 13.8976 | -32.8702 | 71.6941 | 0 | 32.8702 | 274.1399 | 13.8976 | 0 | 0 | 46.7678 | 24.9264 | 0 | 340.1448 | 13.8976
|  |  | 41.1187 | 2.5947 | -38.5239 | 3.1478 | 0 | 38.5239 | 231.3355 | 2.5947 | 0 | 0 | 3.1478 | 0 | 37.9709 | 297.9549 | 2.5947
|  |  | 30.6708 | 0 | -30.6708 | 0 | 0 | 30.6708 | 197.2569 | 0 | 0 | 0 | 0 | 0 | 30.6708 | 263.8763 | 0
|  |  | 23.3615 | 0 | -23.3615 | 0 | 0 | 23.3615 | 171.2997 | 0 | 0 | 0 | 0 | 0 | 23.3615 | 237.9191 | 0
|  |  | 23.6941 | 0 | -23.6941 | 0 | 0 | 23.6941 | 144.9729 | 0 | 0 | 0 | 0 | 0 | 23.6941 | 211.5923 | 0
|  |  | 24.2768 | 0 | -24.2768 | 0 | 0 | 24.2768 | 117.9986 | 0 | 0 | 0 | 0 | 0 | 24.2768 | 184.618 | 0
|  |  | 24.5562 | 0 | -24.5562 | 0 | 0 | 24.5562 | 90.714 | 0 | 0 | 0 | 0 | 0 | 24.5562 | 157.3334 | 0
|  |  | 24.0861 | 0 | -24.0861 | 0 | 0 | 24.0861 | 63.9516 | 0 | 0 | 0 | 0 | 0 | 24.0861 | 130.5711 | 0
|  |  | 22.6294 | 0 | -22.6294 | 0 | 0 | 22.6294 | 38.8079 | 0 | 0 | 0 | 0 | 0 | 22.6294 | 105.4273 | 0
|  |  | 20.8758 | 0 | -20.8758 | 0 | 0 | 20.8758 | 15.6126 | 0 | 0 | 0 | 0 | 0 | 20.8758 | 82.232 | 0
|  |  | 18.9345 | 0 | -18.9345 | 0 | 0 | 14.0513 | 0 | 0 | -4.8832 | 0 | 0 | 0 | 18.9345 | 61.1936 | 0
|  |  | 15.4144 | 0 | -15.4144 | 0 | 0 | 0 | 0 | 0 | -15.4144 | 0 | 0 | 0 | 15.4144 | 44.0665 | 0
|  |  | 11.7376 | 0.42405 | -11.3136 | 0 | 0 | 0 | 0 | 0.42405 | -11.3136 | 0 | 0 | 0 | 11.7376 | 31.0247 | 0.42405
|  |  | 16.1057 | 7.0001 | -9.1057 | 0.10073 | 0 | 0 | 0 | 7.0001 | -9.1057 | 0 | 0.10073 | 0 | 16.005 | 13.2413 | 7.0001
|  |  | 19.9504 | 22.1922 | 2.2418 | 8.0332 | 2.2418 | 0 | 2.0176 | 19.9504 | 0 | 0 | 8.0332 | 0 | 11.9172 | 0 | 19.9504
|  |  | 26.3005 | 43.6709 | 17.3704 | 36.8166 | 17.3704 | 0 | 17.651 | 26.3005 | 0 | 10.5161 | 26.3005 | 0 | 0 | 0 | 26.3005
|  |  | 31.0713 | 68.2745 | 37.2032 | 58.1964 | 37.2032 | 0 | 51.1338 | 31.0713 | 0 | 27.1251 | 31.0713 | 0 | 0 | 0 | 31.0713
|  |  | 33.2435 | 87.1626 | 53.9191 | 33.8954 | 53.9191 | 0 | 99.661 | 33.2435 | 0 | 0.6519 | 33.2435 | 0 | 0 | 0 | 33.2435
|  |  | 33.9264 | 98.7718 | 64.8454 | 143.1365 | 64.8454 | 0 | 158.0218 | 33.9264 | 0 | 109.21 | 33.9264 | 0 | 0 | 0 | 33.9264
|  |  | 35.3688 | 101.3255 | 65.9568 | 156.1809 | 65.9568 | 0 | 217.3829 | 35.3688 | 0 | 32.9568 | 35.3688 | 87.8554 | 0 | 79.0698 | 35.3688
|  |  | 34.1685 | 93.1916 | 59.023 | 237.1673 | 59.023 | 0 | 270.5036 | 34.1685 | 0 | 0 | 34.1685 | 202.9988 | 0 | 261.7687 | 34.1685
|  |  | 35.1159 | 77.8576 | 42.7417 | 166.0524 | 42.7417 | 0 | 308.9711 | 35.1159 | 0 | 0 | 35.1159 | 130.9365 | 0 | 379.6116 | 35.1159
|  |  | 40.4938 | 58.2286 | 17.7348 | 33.5932 | 17.7348 | 0 | 324.9324 | 40.4938 | 0 | 0 | 33.5932 | 0 | 6.9006 | 371.9443 | 40.4938
|  |  | 46.2897 | 34.846 | -11.4437 | 54.3939 | 0 | 11.4437 | 312.2172 | 34.846 | 0 | 0 | 46.2897 | 8.1042 | 0 | 379.238 | 34.846
|  |  | 46.7678 | 13.6882 | -33.0795 | 5.3135 | 0 | 33.0795 | 275.4622 | 13.6882 | 0 | 0 | 5.3135 | 0 | 41.4543 | 333.1777 | 13.6882
|  |  | 41.1187 | 2.9191 | -38.1996 | 0.93175 | 0 | 38.1996 | 233.0182 | 2.9191 | 0 | 0 | 0.93175 | 0 | 40.1869 | 288.5256 | 2.9191
|  |  | 30.6708 | 0.010986 | -30.6598 | 0 | 0 | 30.6598 | 198.9518 | 0.010986 | 0 | 0 | 0 | 0 | 30.6708 | 254.4469 | 0.010986
|  |  | 23.3615 | 0 | -23.3615 | 0 | 0 | 23.3615 | 172.9946 | 0 | 0 | 0 | 0 | 0 | 23.3615 | 228.4897 | 0
|  |  | 23.6941 | 0 | -23.6941 | 0 | 0 | 23.6941 | 146.6677 | 0 | 0 | 0 | 0 | 0 | 23.6941 | 202.1629 | 0
|  |  | 24.2768 | 0 | -24.2768 | 0 | 0 | 24.2768 | 119.6935 | 0 | 0 | 0 | 0 | 0 | 24.2768 | 175.1886 | 0
|  |  | 24.5562 | 0 | -24.5562 | 0 | 0 | 24.5562 | 92.4089 | 0 | 0 | 0 | 0 | 0 | 24.5562 | 147.904 | 0
|  |  | 24.0861 | 0 | -24.0861 | 0 | 0 | 24.0861 | 65.6465 | 0 | 0 | 0 | 0 | 0 | 24.0861 | 121.1417 | 0
|  |  | 22.6294 | 0 | -22.6294 | 0 | 0 | 22.6294 | 40.5028 | 0 | 0 | 0 | 0 | 0 | 22.6294 | 95.9979 | 0
|  |  | 20.8758 | 0 | -20.8758 | 0 | 0 | 20.8758 | 17.3075 | 0 | 0 | 0 | 0 | 0 | 20.8758 | 72.8026 | 0
|  |  | 18.9345 | 0 | -18.9345 | 0 | 0 | 15.5767 | 0 | 0 | -3.3578 | 0 | 0 | 0 | 18.9345 | 51.7643 | 0
|  |  | 15.4144 | 0 | -15.4144 | 0 | 0 | 0 | 0 | 0 | -15.4144 | 0 | 0 | 0 | 15.4144 | 34.6371 | 0
|  |  | 11.7376 | 0.64244 | -11.0952 | 0 | 0 | 0 | 0 | 0.64244 | -11.0952 | 0 | 0 | 0 | 11.7376 | 21.5953 | 0.64244
|  |  | 16.1057 | 7.4007 | -8.705 | 0.12591 | 0 | 0 | 0 | 7.4007 | -8.705 | 0 | 0.12591 | 0 | 15.9798 | 3.8399 | 7.4007
|  |  | 19.9504 | 24.5771 | 4.6267 | 16.4944 | 4.6267 | 0 | 4.1641 | 19.9504 | 0 | 0 | 16.4944 | 0 | 3.4559 | 0 | 19.9504
|  |  | 26.3005 | 48.0161 | 21.7156 | 47.4184 | 21.7156 | 0 | 23.7081 | 26.3005 | 0 | 21.1178 | 26.3005 | 0 | 0 | 0 | 26.3005
|  |  | 31.0713 | 67.8224 | 36.7511 | 77.2091 | 36.7511 | 0 | 56.7841 | 31.0713 | 0 | 40.1234 | 31.0713 | 6.0144 | 0 | 5.413 | 31.0713
|  |  | 33.2435 | 83.1999 | 49.9563 | 94.7863 | 49.9563 | 0 | 101.7448 | 33.2435 | 0 | 0 | 33.2435 | 61.5428 | 0 | 60.8015 | 33.2435
|  |  | 33.9264 | 95.3242 | 61.3978 | 116.8964 | 61.3978 | 0 | 157.0028 | 33.9264 | 0 | 0 | 33.9264 | 82.97 | 0 | 135.4745 | 33.9264
|  |  | 35.3688 | 102.0556 | 66.6868 | 111.86 | 66.6868 | 0 | 217.0209 | 35.3688 | 0 | 0 | 35.3688 | 76.4912 | 0 | 204.3166 | 35.3688
|  |  | 34.1685 | 97.0793 | 62.9108 | 113.2198 | 62.9108 | 0 | 273.6406 | 34.1685 | 0 | 0 | 34.1685 | 79.0513 | 0 | 275.4628 | 34.1685
|  |  | 35.1159 | 80.4988 | 45.3829 | 95.013 | 45.3829 | 0 | 314.4852 | 35.1159 | 0 | 0 | 35.1159 | 59.8971 | 0 | 329.3702 | 35.1159
|  |  | 40.4938 | 60.8563 | 20.3625 | 80.7094 | 20.3625 | 0 | 332.8114 | 40.4938 | 0 | 0 | 40.4938 | 40.2156 | 0 | 365.5642 | 40.4938
|  |  | 46.2897 | 38.3858 | -7.9039 | 47.8968 | 0 | 7.9039 | 324.0293 | 38.3858 | 0 | 0 | 46.2897 | 1.6071 | 0 | 367.0106 | 38.3858
|  |  | 46.7678 | 16.9264 | -29.8414 | 25.1068 | 0 | 29.8414 | 290.8722 | 16.9264 | 0 | 0 | 25.1068 | 0 | 21.661 | 342.9429 | 16.9264
|  |  | 41.1187 | 3.6935 | -37.4252 | 0.98211 | 0 | 37.4252 | 249.2887 | 3.6935 | 0 | 0 | 0.98211 | 0 | 40.1366 | 298.3467 | 3.6935
|  |  | 30.6708 | 0.022147 | -30.6486 | 0 | 0 | 30.6486 | 215.2347 | 0.022147 | 0 | 0 | 0 | 0 | 30.6708 | 264.2681 | 0.022147
|  |  | 23.3615 | 0 | -23.3615 | 0 | 0 | 23.3615 | 189.2775 | 0 | 0 | 0 | 0 | 0 | 23.3615 | 238.3108 | 0
|  |  | 23.6941 | 0 | -23.6941 | 0 | 0 | 23.6941 | 162.9507 | 0 | 0 | 0 | 0 | 0 | 23.6941 | 211.984 | 0
|  |  | 24.2768 | 0 | -24.2768 | 0 | 0 | 24.2768 | 135.9764 | 0 | 0 | 0 | 0 | 0 | 24.2768 | 185.0097 | 0
|  |  | 24.5562 | 0 | -24.5562 | 0 | 0 | 24.5562 | 108.6918 | 0 | 0 | 0 | 0 | 0 | 24.5562 | 157.7251 | 0
|  |  | 24.0861 | 0 | -24.0861 | 0 | 0 | 24.0861 | 81.9295 | 0 | 0 | 0 | 0 | 0 | 24.0861 | 130.9628 | 0
|  |  | 22.6294 | 0 | -22.6294 | 0 | 0 | 22.6294 | 56.7857 | 0 | 0 | 0 | 0 | 0 | 22.6294 | 105.819 | 0
|  |  | 20.8758 | 0 | -20.8758 | 0 | 0 | 20.8758 | 33.5904 | 0 | 0 | 0 | 0 | 0 | 20.8758 | 82.6237 | 0
|  |  | 18.9345 | 0 | -18.9345 | 0 | 0 | 18.9345 | 12.552 | 0 | 0 | 0 | 0 | 0 | 18.9345 | 61.5854 | 0
|  |  | 15.4144 | 0 | -15.4144 | 0 | 0 | 11.2968 | 0 | 0 | -4.1176 | 0 | 0 | 0 | 15.4144 | 44.4582 | 0
|  |  | 11.7376 | 0.88744 | -10.8502 | 0 | 0 | 0 | 0 | 0.88744 | -10.8502 | 0 | 0 | 0 | 11.7376 | 31.4164 | 0.88744
|  |  | 16.1057 | 8.9262 | -7.1795 | 0.12591 | 0 | 0 | 0 | 8.9262 | -7.1795 | 0 | 0.12591 | 0 | 15.9798 | 13.661 | 8.9262
|  |  | 19.9504 | 27.5035 | 7.5531 | 7.6554 | 7.5531 | 0 | 6.7978 | 19.9504 | 0 | 0 | 7.6554 | 0 | 12.2949 | 0 | 19.9504
|  |  | 26.3005 | 49.2474 | 22.9469 | 32.0068 | 22.9469 | 0 | 27.45 | 26.3005 | 0 | 5.7062 | 26.3005 | 0 | 0 | 0 | 26.3005
|  |  | 31.0713 | 65.3303 | 34.259 | 56.9876 | 34.259 | 0 | 58.2831 | 31.0713 | 0 | 25.9164 | 31.0713 | 0 | 0 | 0 | 31.0713
|  |  | 33.2435 | 77.1285 | 43.885 | 103.852 | 43.885 | 0 | 97.7796 | 33.2435 | 0 | 70.6085 | 33.2435 | 0 | 0 | 0 | 33.2435
|  |  | 33.9264 | 84.8412 | 50.9147 | 151.9755 | 50.9147 | 0 | 143.6028 | 33.9264 | 0 | 27.6714 | 33.9264 | 90.3776 | 0 | 81.3398 | 33.9264
|  |  | 35.3688 | 85.8687 | 50.4999 | 240.3655 | 50.4999 | 0 | 189.0528 | 35.3688 | 0 | 0 | 35.3688 | 204.9967 | 0 | 265.8369 | 35.3688
|  |  | 34.1685 | 83.3339 | 49.1653 | 191.2599 | 49.1653 | 0 | 233.3016 | 34.1685 | 0 | 0 | 34.1685 | 157.0914 | 0 | 407.2191 | 34.1685
|  |  | 35.1159 | 76.9113 | 41.7954 | 127.5738 | 41.7954 | 0 | 270.9175 | 35.1159 | 0 | 0 | 35.1159 | 92.4579 | 0 | 490.4312 | 35.1159
|  |  | 40.4938 | 62.7038 | 22.21 | 142.8343 | 22.21 | 0 | 290.9064 | 40.4938 | 0 | 0 | 40.4938 | 102.3404 | 0 | 582.5376 | 40.4938
|  |  | 46.2897 | 40.5604 | -5.7293 | 162.0232 | 0 | 5.7293 | 284.5406 | 40.5604 | 0 | 0 | 46.2897 | 115.7335 | 0 | 686.6978 | 40.5604
|  |  | 46.7678 | 17.4907 | -29.2771 | 74.5901 | 0 | 29.2771 | 252.0105 | 17.4907 | 0 | 0 | 46.7678 | 27.8223 | 0 | 711.7379 | 17.4907
|  |  | 41.1187 | 3.4816 | -37.6371 | 4.2055 | 0 | 37.6371 | 210.1915 | 3.4816 | 0 | 0 | 4.2055 | 0 | 36.9132 | 670.7232 | 3.4816
|  |  | 30.6708 | 0.033447 | -30.6373 | 0 | 0 | 30.6373 | 176.15 | 0.033447 | 0 | 0 | 0 | 0 | 30.6708 | 636.6446 | 0.033447
|  |  | 23.3615 | 0 | -23.3615 | 0 | 0 | 23.3615 | 150.1928 | 0 | 0 | 0 | 0 | 0 | 23.3615 | 610.6873 | 0
|  |  | 23.6941 | 0 | -23.6941 | 0 | 0 | 23.6941 | 123.866 | 0 | 0 | 0 | 0 | 0 | 23.6941 | 584.3605 | 0
|  |  | 24.2768 | 0 | -24.2768 | 0 | 0 | 24.2768 | 96.8917 | 0 | 0 | 0 | 0 | 0 | 24.2768 | 557.3862 | 0
|  |  | 24.5562 | 0 | -24.5562 | 0 | 0 | 24.5562 | 69.6071 | 0 | 0 | 0 | 0 | 0 | 24.5562 | 530.1016 | 0
|  |  | 24.0861 | 0 | -24.0861 | 0 | 0 | 24.0861 | 42.8448 | 0 | 0 | 0 | 0 | 0 | 24.0861 | 503.3393 | 0
|  |  | 22.6294 | 0 | -22.6294 | 0 | 0 | 22.6294 | 17.701 | 0 | 0 | 0 | 0 | 0 | 22.6294 | 478.1955 | 0
|  |  | 20.8758 | 0 | -20.8758 | 0 | 0 | 15.9309 | 0 | 0 | -4.9449 | 0 | 0 | 0 | 20.8758 | 455.0002 | 0
|  |  | 18.9345 | 0 | -18.9345 | 0 | 0 | 0 | 0 | 0 | -18.9345 | 0 | 0 | 0 | 18.9345 | 433.9619 | 0
|  |  | 15.4144 | 0 | -15.4144 | 0 | 0 | 0 | 0 | 0 | -15.4144 | 0 | 0 | 0 | 15.4144 | 416.8347 | 0
|  |  | 11.7376 | 1.0212 | -10.7164 | 0 | 0 | 0 | 0 | 1.0212 | -10.7164 | 0 | 0 | 0 | 11.7376 | 403.7929 | 1.0212
|  |  | 16.1057 | 9.1587 | -6.9471 | 0.17628 | 0 | 0 | 0 | 9.1587 | -6.9471 | 0 | 0.17628 | 0 | 15.9295 | 386.0935 | 9.1587
|  |  | 19.9504 | 26.3092 | 6.3589 | 9.3678 | 6.3589 | 0 | 5.723 | 19.9504 | 0 | 0 | 9.3678 | 0 | 10.5825 | 374.3351 | 19.9504
|  |  | 26.3005 | 49.6229 | 23.3223 | 21.0776 | 23.3223 | 0 | 26.7131 | 26.3005 | 0 | 0 | 21.0776 | 0 | 5.2229 | 368.5319 | 26.3005
|  |  | 31.0713 | 73.5288 | 42.4575 | 31.0247 | 42.4575 | 0 | 64.9248 | 31.0713 | 0 | 0 | 31.0247 | 0 | 0.046635 | 368.4801 | 31.0713
|  |  | 33.2435 | 92.1399 | 58.8963 | 36.2878 | 58.8963 | 0 | 117.9315 | 33.2435 | 0 | 0 | 33.2435 | 3.0442 | 0 | 371.2199 | 33.2435
|  |  | 33.9264 | 106.1956 | 72.2691 | 46.8895 | 72.2691 | 0 | 182.9737 | 33.9264 | 0 | 0 | 33.9264 | 12.9631 | 0 | 382.8867 | 33.9264
|  |  | 35.3688 | 109.9668 | 74.5981 | 42.2056 | 74.5981 | 0 | 250.112 | 35.3688 | 0 | 0 | 35.3688 | 6.8368 | 0 | 389.0398 | 35.3688
|  |  | 34.1685 | 100.4841 | 66.3155 | 46.4111 | 66.3155 | 0 | 309.796 | 34.1685 | 0 | 0 | 34.1685 | 12.2425 | 0 | 400.0581 | 34.1685
|  |  | 35.1159 | 83.1302 | 48.0143 | 45.3786 | 48.0143 | 0 | 353.0088 | 35.1159 | 0 | 0 | 35.1159 | 10.2627 | 0 | 409.2945 | 35.1159
|  |  | 40.4938 | 62.1415 | 21.6477 | 37.6224 | 21.6477 | 0 | 372.4917 | 40.4938 | 0 | 0 | 37.6224 | 0 | 2.8714 | 406.1041 | 40.4938
|  |  | 46.2897 | 38.1361 | -8.1536 | 27.8769 | 0 | 8.1536 | 363.4322 | 38.1361 | 0 | 0 | 27.8769 | 0 | 18.4128 | 385.6454 | 38.1361
|  |  | 46.7678 | 15.6928 | -31.0749 | 14.8072 | 0 | 31.0749 | 328.9045 | 15.6928 | 0 | 0 | 14.8072 | 0 | 31.9606 | 350.1337 | 15.6928
|  |  | 41.1187 | 3.2413 | -37.8774 | 1.0073 | 0 | 37.8774 | 286.8185 | 3.2413 | 0 | 0 | 1.0073 | 0 | 40.1114 | 305.5654 | 3.2413
|  |  | 30.6708 | 0.02259 | -30.6482 | 0 | 0 | 30.6482 | 252.765 | 0.02259 | 0 | 0 | 0 | 0 | 30.6708 | 271.4868 | 0.02259
|  |  | 23.3615 | 0 | -23.3615 | 0 | 0 | 23.3615 | 226.8077 | 0 | 0 | 0 | 0 | 0 | 23.3615 | 245.5296 | 0
|  |  | 23.6941 | 0 | -23.6941 | 0 | 0 | 23.6941 | 200.4809 | 0 | 0 | 0 | 0 | 0 | 23.6941 | 219.2028 | 0
|  |  | 24.2768 | 0 | -24.2768 | 0 | 0 | 24.2768 | 173.5067 | 0 | 0 | 0 | 0 | 0 | 24.2768 | 192.2285 | 0
|  |  | 24.5562 | 0 | -24.5562 | 0 | 0 | 24.5562 | 146.222 | 0 | 0 | 0 | 0 | 0 | 24.5562 | 164.9439 | 0
|  |  | 30.2465 | 0 | -30.2465 | 0 | 0 | 30.2465 | 112.6149 | 0 | 0 | 0 | 0 | 0 | 30.2465 | 131.3367 | 0
|  |  | 28.1491 | 0 | -28.1491 | 0 | 0 | 28.1491 | 81.3381 | 0 | 0 | 0 | 0 | 0 | 28.1491 | 100.0599 | 0
|  |  | 25.2107 | 0 | -25.2107 | 0 | 0 | 25.2107 | 53.3262 | 0 | 0 | 0 | 0 | 0 | 25.2107 | 72.048 | 0
|  |  | 21.4417 | 0 | -21.4417 | 0 | 0 | 21.4417 | 29.5021 | 0 | 0 | 0 | 0 | 0 | 21.4417 | 48.224 | 0
|  |  | 17.5188 | 0 | -17.5188 | 0 | 0 | 17.5188 | 10.0368 | 0 | 0 | 0 | 0 | 0 | 17.5188 | 28.7586 | 0
|  |  | 14.3414 | 0.92709 | -13.4143 | 0 | 0 | 9.0331 | 0 | 0.92709 | -4.3812 | 0 | 0 | 0 | 14.3414 | 12.8237 | 0.92709
|  |  | 11.6673 | 7.7012 | -3.9661 | 0.12591 | 0 | 0 | 0 | 7.7012 | -3.9661 | 0 | 0.12591 | 0 | 11.5414 | 0 | 7.7012
|  |  | 9.167 | 23.5165 | 14.3496 | 54.7968 | 14.3496 | 0 | 12.9146 | 9.167 | 0 | 45.6298 | 9.167 | 0 | 0 | 0 | 9.167
|  |  | 7.1962 | 45.6452 | 38.449 | 127.6493 | 38.449 | 0 | 47.5187 | 7.1962 | 0 | 120.4531 | 7.1962 | 0 | 0 | 0 | 7.1962
|  |  | 6.03 | 67.1167 | 61.0867 | 193.1234 | 61.0867 | 0 | 102.4967 | 6.03 | 0 | 187.0934 | 6.03 | 0 | 0 | 0 | 6.03
|  |  | 6.0645 | 85.4388 | 79.3744 | 244.999 | 79.3744 | 0 | 173.9336 | 6.0645 | 0 | 238.9346 | 6.0645 | 0 | 0 | 0 | 6.0645
|  |  | 6.9622 | 99.1242 | 92.162 | 279.7507 | 92.162 | 0 | 256.8794 | 6.9622 | 0 | 272.7885 | 6.9622 | 0 | 0 | 0 | 6.9622
|  |  | 9.2104 | 102.5083 | 93.2979 | 295.7918 | 93.2979 | 0 | 340.8476 | 9.2104 | 0 | 286.5814 | 9.2104 | 0 | 0 | 0 | 9.2104
|  |  | 12.2202 | 92.8023 | 80.582 | 293.0973 | 46.413 | 0 | 382.6192 | 46.3893 | 34.1691 | 280.8771 | 12.2202 | 0 | 0 | 0 | 46.3893
|  |  | 15.3949 | 75.5049 | 60.1099 | 271.3146 | 0 | 0 | 382.6192 | 75.5049 | 60.1099 | 255.9197 | 15.3949 | 0 | 0 | 0 | 75.5049
|  |  | 18.6761 | 58.8651 | 40.189 | 231.5769 | 0 | 0 | 382.6192 | 58.8651 | 40.189 | 4.1922 | 18.6761 | 208.7086 | 0 | 187.8377 | 58.8651
|  |  | 22.1391 | 38.4756 | 16.3364 | 167.79 | 0 | 0 | 382.6192 | 38.4756 | 16.3364 | 0 | 22.1391 | 145.6508 | 0 | 318.9235 | 38.4756
|  |  | 26.0591 | 16.898 | -9.1612 | 90.8075 | 0 | 9.1612 | 372.4402 | 16.898 | 0 | 0 | 26.0591 | 64.7484 | 0 | 377.197 | 16.898
|  |  | 29.8278 | 4.0876 | -25.7403 | 4.4321 | 0 | 25.7403 | 343.8399 | 4.0876 | 0 | 0 | 4.4321 | 0 | 25.3957 | 348.9796 | 4.0876
|  |  | 32.3465 | 0.1117 | -32.2348 | 0 | 0 | 32.2348 | 308.0235 | 0.1117 | 0 | 0 | 0 | 0 | 32.3465 | 313.039 | 0.1117
|  |  | 33.6507 | 0 | -33.6507 | 0 | 0 | 33.6507 | 270.6338 | 0 | 0 | 0 | 0 | 0 | 33.6507 | 275.6494 | 0
|  |  | 34.0882 | 0 | -34.0882 | 0 | 0 | 34.0882 | 232.758 | 0 | 0 | 0 | 0 | 0 | 34.0882 | 237.7736 | 0
|  |  | 33.501 | 0 | -33.501 | 0 | 0 | 33.501 | 195.5347 | 0 | 0 | 0 | 0 | 0 | 33.501 | 200.5503 | 0
|  |  | 32.1465 | 0 | -32.1465 | 0 | 0 | 32.1465 | 159.8164 | 0 | 0 | 0 | 0 | 0 | 32.1465 | 164.832 | 0
|  |  | 30.2465 | 0 | -30.2465 | 0 | 0 | 30.2465 | 126.2092 | 0 | 0 | 0 | 0 | 0 | 30.2465 | 131.2248 | 0
|  |  | 28.1491 | 0 | -28.1491 | 0 | 0 | 28.1491 | 94.9324 | 0 | 0 | 0 | 0 | 0 | 28.1491 | 99.948 | 0
|  |  | 25.2107 | 0 | -25.2107 | 0 | 0 | 25.2107 | 66.9205 | 0 | 0 | 0 | 0 | 0 | 25.2107 | 71.9361 | 0
|  |  | 21.4417 | 0 | -21.4417 | 0 | 0 | 21.4417 | 43.0965 | 0 | 0 | 0 | 0 | 0 | 21.4417 | 48.112 | 0
|  |  | 17.5188 | 0 | -17.5188 | 0 | 0 | 17.5188 | 23.6311 | 0 | 0 | 0 | 0 | 0 | 17.5188 | 28.6467 | 0
|  |  | 14.3414 | 1.0735 | -13.2679 | 0 | 0 | 13.2679 | 8.889 | 1.0735 | 0 | 0 | 0 | 0 | 14.3414 | 12.7118 | 1.0735
|  |  | 11.6673 | 8.0506 | -3.6167 | 0.22664 | 0 | 3.6167 | 4.8704 | 8.0506 | 0 | 0 | 0.22664 | 0 | 11.4406 | 0 | 8.0506
|  |  | 9.167 | 22.3976 | 13.2306 | 48.6523 | 13.2306 | 0 | 16.7779 | 9.167 | 0 | 39.4853 | 9.167 | 0 | 0 | 0 | 9.167
|  |  | 7.1962 | 38.1417 | 30.9455 | 110.5001 | 30.9455 | 0 | 44.6289 | 7.1962 | 0 | 103.3039 | 7.1962 | 0 | 0 | 0 | 7.1962
|  |  | 6.03 | 56.2569 | 50.2269 | 165.4228 | 50.2269 | 0 | 89.8331 | 6.03 | 0 | 159.3928 | 6.03 | 0 | 0 | 0 | 6.03
|  |  | 6.0645 | 74.5953 | 68.5308 | 210.2726 | 68.5308 | 0 | 151.5109 | 6.0645 | 0 | 204.2081 | 6.0645 | 0 | 0 | 0 | 6.0645
|  |  | 6.9622 | 80.5971 | 73.6349 | 238.3005 | 73.6349 | 0 | 217.7823 | 6.9622 | 0 | 231.3383 | 6.9622 | 0 | 0 | 0 | 6.9622
|  |  | 9.2104 | 81.3534 | 72.143 | 251.8738 | 72.143 | 0 | 282.711 | 9.2104 | 0 | 242.6634 | 9.2104 | 0 | 0 | 0 | 9.2104
|  |  | 12.2202 | 81.9997 | 69.7795 | 245.4523 | 69.7795 | 0 | 345.5125 | 12.2202 | 0 | 233.2321 | 12.2202 | 0 | 0 | 0 | 12.2202
|  |  | 15.3949 | 71.8193 | 56.4244 | 223.04 | 41.2297 | 0 | 382.6192 | 30.5896 | 15.1946 | 134.7846 | 15.3949 | 72.8605 | 0 | 65.5744 | 30.5896
|  |  | 18.6761 | 51.6092 | 32.9331 | 185.5183 | 0 | 0 | 382.6192 | 51.6092 | 32.9331 | 0 | 18.6761 | 166.8423 | 0 | 215.7325 | 51.6092
|  |  | 22.1391 | 29.3908 | 7.2517 | 133.4916 | 0 | 0 | 382.6192 | 29.3908 | 7.2517 | 0 | 22.1391 | 111.3525 | 0 | 315.9497 | 29.3908
|  |  | 26.0591 | 11.9875 | -14.0717 | 73.3058 | 0 | 14.0717 | 366.9841 | 11.9875 | 0 | 0 | 26.0591 | 47.2467 | 0 | 358.4717 | 11.9875
|  |  | 29.8278 | 2.6479 | -27.1799 | 2.4931 | 0 | 27.1799 | 336.7842 | 2.6479 | 0 | 0 | 2.4931 | 0 | 27.3348 | 328.0997 | 2.6479
|  |  | 32.3465 | 0.077589 | -32.2689 | 0 | 0 | 32.2689 | 300.9299 | 0.077589 | 0 | 0 | 0 | 0 | 32.3465 | 292.1592 | 0.077589
|  |  | 33.6507 | 0 | -33.6507 | 0 | 0 | 33.6507 | 263.5402 | 0 | 0 | 0 | 0 | 0 | 33.6507 | 254.7695 | 0
|  |  | 34.0882 | 0 | -34.0882 | 0 | 0 | 34.0882 | 225.6644 | 0 | 0 | 0 | 0 | 0 | 34.0882 | 216.8938 | 0
|  |  | 33.501 | 0 | -33.501 | 0 | 0 | 33.501 | 188.4411 | 0 | 0 | 0 | 0 | 0 | 33.501 | 179.6705 | 0
|  |  | 32.1465 | 0 | -32.1465 | 0 | 0 | 32.1465 | 152.7228 | 0 | 0 | 0 | 0 | 0 | 32.1465 | 143.9521 | 0
|  |  | 24.0861 | 0 | -24.0861 | 0 | 0 | 24.0861 | 125.9605 | 0 | 0 | 0 | 0 | 0 | 24.0861 | 117.1898 | 0
|  |  | 22.6294 | 0 | -22.6294 | 0 | 0 | 22.6294 | 100.8167 | 0 | 0 | 0 | 0 | 0 | 22.6294 | 92.046 | 0
|  |  | 20.8758 | 0 | -20.8758 | 0 | 0 | 20.8758 | 77.6214 | 0 | 0 | 0 | 0 | 0 | 20.8758 | 68.8508 | 0
|  |  | 18.9345 | 0 | -18.9345 | 0 | 0 | 18.9345 | 56.5831 | 0 | 0 | 0 | 0 | 0 | 18.9345 | 47.8124 | 0
|  |  | 15.4144 | 0 | -15.4144 | 0 | 0 | 15.4144 | 39.4559 | 0 | 0 | 0 | 0 | 0 | 15.4144 | 30.6853 | 0
|  |  | 11.7376 | 1.5025 | -10.2352 | 0 | 0 | 10.2352 | 28.0835 | 1.5025 | 0 | 0 | 0 | 0 | 11.7376 | 17.6435 | 1.5025
|  |  | 16.1057 | 11.7337 | -4.372 | 0.22664 | 0 | 4.372 | 23.2257 | 11.7337 | 0 | 0 | 0.22664 | 0 | 15.8791 | 0 | 11.7337
|  |  | 19.9504 | 33.7881 | 13.8377 | 55.9552 | 13.8377 | 0 | 35.6796 | 19.9504 | 0 | 36.0048 | 19.9504 | 0 | 0 | 0 | 19.9504
|  |  | 26.3005 | 58.1561 | 31.8556 | 126.7427 | 31.8556 | 0 | 64.3497 | 26.3005 | 0 | 100.4422 | 26.3005 | 0 | 0 | 0 | 26.3005
|  |  | 31.0713 | 82.0401 | 50.9688 | 188.8172 | 50.9688 | 0 | 110.2216 | 31.0713 | 0 | 157.7459 | 31.0713 | 0 | 0 | 0 | 31.0713
|  |  | 33.2435 | 101.7125 | 68.4689 | 236.7644 | 68.4689 | 0 | 171.8436 | 33.2435 | 0 | 203.5209 | 33.2435 | 0 | 0 | 0 | 33.2435
|  |  | 33.9264 | 114.8715 | 80.9451 | 267.9653 | 80.9451 | 0 | 244.6942 | 33.9264 | 0 | 234.0389 | 33.9264 | 0 | 0 | 0 | 33.9264
|  |  | 35.3688 | 119.2985 | 83.9298 | 280.0025 | 83.9298 | 0 | 320.231 | 35.3688 | 0 | 244.6337 | 35.3688 | 0 | 0 | 0 | 35.3688
|  |  | 34.1685 | 110.5046 | 76.3361 | 273.1529 | 69.3203 | 0 | 382.6192 | 41.1843 | 7.0158 | 238.9844 | 34.1685 | 0 | 0 | 0 | 41.1843
|  |  | 35.1159 | 92.1778 | 57.0619 | 247.5173 | 0 | 0 | 382.6192 | 92.1778 | 57.0619 | 127.394 | 35.1159 | 85.0074 | 0 | 76.5066 | 92.1778
|  |  | 40.4938 | 68.1424 | 27.6486 | 204.6317 | 0 | 0 | 382.6192 | 68.1424 | 27.6486 | 0 | 40.4938 | 164.1379 | 0 | 224.2307 | 68.1424
|  |  | 46.2897 | 42.576 | -3.7137 | 147.216 | 0 | 3.7137 | 378.4929 | 42.576 | 0 | 0 | 46.2897 | 100.9263 | 0 | 315.0644 | 42.576
|  |  | 46.7678 | 18.9338 | -27.8339 | 80.231 | 0 | 27.8339 | 347.5664 | 18.9338 | 0 | 0 | 46.7678 | 33.4632 | 0 | 345.1813 | 18.9338
|  |  | 41.1187 | 4.3072 | -36.8115 | 2.0146 | 0 | 36.8115 | 306.6647 | 4.3072 | 0 | 0 | 2.0146 | 0 | 39.1041 | 301.7323 | 4.3072
|  |  | 30.6708 | 0.17887 | -30.4919 | 0 | 0 | 30.4919 | 272.7849 | 0.17887 | 0 | 0 | 0 | 0 | 30.6708 | 267.6537 | 0.17887
|  |  | 23.3615 | 0 | -23.3615 | 0 | 0 | 23.3615 | 246.8276 | 0 | 0 | 0 | 0 | 0 | 23.3615 | 241.6964 | 0
|  |  | 23.6941 | 0 | -23.6941 | 0 | 0 | 23.6941 | 220.5008 | 0 | 0 | 0 | 0 | 0 | 23.6941 | 215.3696 | 0
|  |  | 24.2768 | 0 | -24.2768 | 0 | 0 | 24.2768 | 193.5265 | 0 | 0 | 0 | 0 | 0 | 24.2768 | 188.3953 | 0
|  |  | 24.5562 | 0 | -24.5562 | 0 | 0 | 24.5562 | 166.2419 | 0 | 0 | 0 | 0 | 0 | 24.5562 | 161.1107 | 0
|  |  | 24.0861 | 0 | -24.0861 | 0 | 0 | 24.0861 | 139.4796 | 0 | 0 | 0 | 0 | 0 | 24.0861 | 134.3484 | 0
|  |  | 22.6294 | 0 | -22.6294 | 0 | 0 | 22.6294 | 114.3358 | 0 | 0 | 0 | 0 | 0 | 22.6294 | 109.2046 | 0
|  |  | 20.8758 | 0 | -20.8758 | 0 | 0 | 20.8758 | 91.1405 | 0 | 0 | 0 | 0 | 0 | 20.8758 | 86.0093 | 0
|  |  | 18.9345 | 0 | -18.9345 | 0 | 0 | 18.9345 | 70.1022 | 0 | 0 | 0 | 0 | 0 | 18.9345 | 64.971 | 0
|  |  | 15.4144 | 0 | -15.4144 | 0 | 0 | 15.4144 | 52.975 | 0 | 0 | 0 | 0 | 0 | 15.4144 | 47.8439 | 0
|  |  | 11.7376 | 1.8001 | -9.9375 | 0 | 0 | 9.9375 | 41.9334 | 1.8001 | 0 | 0 | 0 | 0 | 11.7376 | 34.802 | 1.8001
|  |  | 16.1057 | 11.9924 | -4.1133 | 0.20146 | 0 | 4.1133 | 37.363 | 11.9924 | 0 | 0 | 0.20146 | 0 | 15.9043 | 17.1306 | 11.9924
|  |  | 19.9504 | 31.5743 | 11.6239 | 4.5328 | 11.6239 | 0 | 47.8245 | 19.9504 | 0 | 0 | 4.5328 | 0 | 15.4176 | 0 | 19.9504
|  |  | 26.3005 | 54.3919 | 28.0914 | 136.1861 | 28.0914 | 0 | 73.1068 | 26.3005 | 0 | 109.8856 | 26.3005 | 0 | 0 | 0 | 26.3005
|  |  | 31.0713 | 74.3072 | 43.2359 | 177.5607 | 43.2359 | 0 | 112.0192 | 31.0713 | 0 | 146.4894 | 31.0713 | 0 | 0 | 0 | 31.0713
|  |  | 33.2435 | 91.7522 | 58.5087 | 269.6526 | 58.5087 | 0 | 164.677 | 33.2435 | 0 | 236.409 | 33.2435 | 0 | 0 | 0 | 33.2435
|  |  | 33.9264 | 101.9674 | 68.041 | 304.8071 | 68.041 | 0 | 225.9139 | 33.9264 | 0 | 270.8807 | 33.9264 | 0 | 0 | 0 | 33.9264
|  |  | 35.3688 | 103.5061 | 68.1373 | 321.0749 | 68.1373 | 0 | 287.2374 | 35.3688 | 0 | 285.7061 | 35.3688 | 0 | 0 | 0 | 35.3688
|  |  | 34.1685 | 96.4109 | 62.2423 | 153.7382 | 62.2423 | 0 | 343.2555 | 34.1685 | 0 | 119.5697 | 34.1685 | 0 | 0 | 0 | 34.1685
|  |  | 35.1159 | 80.6296 | 45.5137 | 284.7116 | 43.7375 | 0 | 382.6192 | 36.8922 | 1.7763 | 182.6269 | 35.1159 | 66.9688 | 0 | 60.2719 | 36.8922
|  |  | 40.4938 | 62.3273 | 21.8334 | 205.1606 | 0 | 0 | 382.6192 | 62.3273 | 21.8334 | 0 | 40.4938 | 164.6667 | 0 | 208.472 | 62.3273
|  |  | 46.2897 | 40.0624 | -6.2273 | 169.9305 | 0 | 6.2273 | 375.7 | 40.0624 | 0 | 0 | 46.2897 | 123.6408 | 0 | 319.7487 | 40.0624
|  |  | 46.7678 | 17.802 | -28.9658 | 53.4118 | 0 | 28.9658 | 343.5158 | 17.802 | 0 | 0 | 46.7678 | 6.644 | 0 | 325.7283 | 17.802
|  |  | 41.1187 | 4.0675 | -37.0512 | 4.0795 | 0 | 37.0512 | 302.3478 | 4.0675 | 0 | 0 | 4.0795 | 0 | 37.0391 | 284.5737 | 4.0675
|  |  | 30.6708 | 0.21307 | -30.4577 | 0 | 0 | 30.4577 | 268.506 | 0.21307 | 0 | 0 | 0 | 0 | 30.6708 | 250.4951 | 0.21307
|  |  | 23.3615 | 0 | -23.3615 | 0 | 0 | 23.3615 | 242.5487 | 0 | 0 | 0 | 0 | 0 | 23.3615 | 224.5378 | 0
|  |  | 23.6941 | 0 | -23.6941 | 0 | 0 | 23.6941 | 216.2219 | 0 | 0 | 0 | 0 | 0 | 23.6941 | 198.211 | 0
|  |  | 24.2768 | 0 | -24.2768 | 0 | 0 | 24.2768 | 189.2476 | 0 | 0 | 0 | 0 | 0 | 24.2768 | 171.2367 | 0
|  |  | 24.5562 | 0 | -24.5562 | 0 | 0 | 24.5562 | 161.963 | 0 | 0 | 0 | 0 | 0 | 24.5562 | 143.9521 | 0
|  |  | 24.0861 | 0 | -24.0861 | 0 | 0 | 24.0861 | 135.2007 | 0 | 0 | 0 | 0 | 0 | 24.0861 | 117.1898 | 0
|  |  | 22.6294 | 0 | -22.6294 | 0 | 0 | 22.6294 | 110.0569 | 0 | 0 | 0 | 0 | 0 | 22.6294 | 92.046 | 0
|  |  | 20.8758 | 0 | -20.8758 | 0 | 0 | 20.8758 | 86.8616 | 0 | 0 | 0 | 0 | 0 | 20.8758 | 68.8508 | 0
|  |  | 18.9345 | 0 | -18.9345 | 0 | 0 | 18.9345 | 65.8233 | 0 | 0 | 0 | 0 | 0 | 18.9345 | 47.8124 | 0
|  |  | 15.4144 | 0 | -15.4144 | 0 | 0 | 15.4144 | 48.6961 | 0 | 0 | 0 | 0 | 0 | 15.4144 | 30.6853 | 0
|  |  | 11.7376 | 2.1106 | -9.627 | 0 | 0 | 9.627 | 37.9995 | 2.1106 | 0 | 0 | 0 | 0 | 11.7376 | 17.6435 | 2.1106
|  |  | 16.1057 | 12.5026 | -3.6032 | 0.22664 | 0 | 3.6032 | 33.9959 | 12.5026 | 0 | 0 | 0.22664 | 0 | 15.8791 | 0 | 12.5026
|  |  | 19.9504 | 34.3255 | 14.3751 | 49.4078 | 14.3751 | 0 | 46.9335 | 19.9504 | 0 | 29.4574 | 19.9504 | 0 | 0 | 0 | 19.9504
|  |  | 26.3005 | 59.4424 | 33.1418 | 112.8169 | 33.1418 | 0 | 76.7612 | 26.3005 | 0 | 86.5164 | 26.3005 | 0 | 0 | 0 | 26.3005
|  |  | 31.0713 | 80.2792 | 49.2079 | 169.4268 | 49.2079 | 0 | 121.0483 | 31.0713 | 0 | 138.3555 | 31.0713 | 0 | 0 | 0 | 31.0713
|  |  | 33.2435 | 96.3023 | 63.0587 | 213.3952 | 63.0587 | 0 | 177.8011 | 33.2435 | 0 | 180.1517 | 33.2435 | 0 | 0 | 0 | 33.2435
|  |  | 33.9264 | 109.11 | 75.1835 | 244.1428 | 75.1835 | 0 | 245.4663 | 33.9264 | 0 | 210.2164 | 33.9264 | 0 | 0 | 0 | 33.9264
|  |  | 35.3688 | 112.8557 | 77.4869 | 256.18 | 77.4869 | 0 | 315.2046 | 35.3688 | 0 | 220.8112 | 35.3688 | 0 | 0 | 0 | 35.3688
|  |  | 34.1685 | 104.7862 | 70.6177 | 251.2443 | 70.6177 | 0 | 378.7604 | 34.1685 | 0 | 217.0757 | 34.1685 | 0 | 0 | 0 | 34.1685
|  |  | 35.1159 | 88.7256 | 53.6097 | 228.7312 | 4.2876 | 0 | 382.6192 | 84.4381 | 49.3222 | 94.7181 | 35.1159 | 98.8972 | 0 | 89.0075 | 84.4381
|  |  | 40.4938 | 66.5241 | 26.0303 | 189.8497 | 0 | 0 | 382.6192 | 66.5241 | 26.0303 | 0 | 40.4938 | 149.3559 | 0 | 223.4278 | 66.5241
|  |  | 46.2897 | 42.0692 | -4.2204 | 135.9595 | 0 | 4.2204 | 377.9299 | 42.0692 | 0 | 0 | 46.2897 | 89.6698 | 0 | 304.1306 | 42.0692
|  |  | 46.7678 | 19.4176 | -27.3501 | 73.0036 | 0 | 27.3501 | 347.5408 | 19.4176 | 0 | 0 | 46.7678 | 26.2358 | 0 | 327.7429 | 19.4176
|  |  | 41.1187 | 4.9013 | -36.2173 | 2.2664 | 0 | 36.2173 | 307.2993 | 4.9013 | 0 | 0 | 2.2664 | 0 | 38.8523 | 284.5737 | 4.9013
|  |  | 30.6708 | 0.24595 | -30.4248 | 0 | 0 | 30.4248 | 273.494 | 0.24595 | 0 | 0 | 0 | 0 | 30.6708 | 250.4951 | 0.24595
|  |  | 23.3615 | 0 | -23.3615 | 0 | 0 | 23.3615 | 247.5367 | 0 | 0 | 0 | 0 | 0 | 23.3615 | 224.5378 | 0
|  |  | 23.6941 | 0 | -23.6941 | 0 | 0 | 23.6941 | 221.2099 | 0 | 0 | 0 | 0 | 0 | 23.6941 | 198.211 | 0
|  |  | 24.2768 | 0 | -24.2768 | 0 | 0 | 24.2768 | 194.2357 | 0 | 0 | 0 | 0 | 0 | 24.2768 | 171.2367 | 0
|  |  | 24.5562 | 0 | -24.5562 | 0 | 0 | 24.5562 | 166.951 | 0 | 0 | 0 | 0 | 0 | 24.5562 | 143.9521 | 0
|  |  | 24.0861 | 0 | -24.0861 | 0 | 0 | 24.0861 | 140.1887 | 0 | 0 | 0 | 0 | 0 | 24.0861 | 117.1898 | 0
|  |  | 22.6294 | 0 | -22.6294 | 0 | 0 | 22.6294 | 115.045 | 0 | 0 | 0 | 0 | 0 | 22.6294 | 92.046 | 0
|  |  | 20.8758 | 0 | -20.8758 | 0 | 0 | 20.8758 | 91.8497 | 0 | 0 | 0 | 0 | 0 | 20.8758 | 68.8508 | 0
|  |  | 18.9345 | 0 | -18.9345 | 0 | 0 | 18.9345 | 70.8113 | 0 | 0 | 0 | 0 | 0 | 18.9345 | 47.8124 | 0
|  |  | 15.4144 | 0 | -15.4144 | 0 | 0 | 15.4144 | 53.6842 | 0 | 0 | 0 | 0 | 0 | 15.4144 | 30.6853 | 0
|  |  | 11.7376 | 2.3147 | -9.423 | 0 | 0 | 9.423 | 43.2142 | 2.3147 | 0 | 0 | 0 | 0 | 11.7376 | 17.6435 | 2.3147
|  |  | 16.1057 | 12.7801 | -3.3256 | 0.22664 | 0 | 3.3256 | 39.5191 | 12.7801 | 0 | 0 | 0.22664 | 0 | 15.8791 | 0 | 12.7801
|  |  | 19.9504 | 32.7005 | 12.7501 | 54.3687 | 12.7501 | 0 | 50.9942 | 19.9504 | 0 | 34.4183 | 19.9504 | 0 | 0 | 0 | 19.9504
|  |  | 26.3005 | 52.9368 | 26.6363 | 124.0986 | 26.6363 | 0 | 74.9669 | 26.3005 | 0 | 97.7981 | 26.3005 | 0 | 0 | 0 | 26.3005
|  |  | 31.0713 | 73.8414 | 42.7701 | 186.3242 | 42.7701 | 0 | 113.46 | 31.0713 | 0 | 155.2529 | 31.0713 | 0 | 0 | 0 | 31.0713
|  |  | 33.2435 | 96.5953 | 63.3517 | 234.6239 | 63.3517 | 0 | 170.4765 | 33.2435 | 0 | 201.3804 | 33.2435 | 0 | 0 | 0 | 33.2435
|  |  | 33.9264 | 105.5854 | 71.6589 | 265.3716 | 71.6589 | 0 | 234.9696 | 33.9264 | 0 | 231.4451 | 33.9264 | 0 | 0 | 0 | 33.9264
|  |  | 35.3688 | 105.4799 | 70.1112 | 277.3835 | 70.1112 | 0 | 298.0696 | 35.3688 | 0 | 242.0148 | 35.3688 | 0 | 0 | 0 | 35.3688
|  |  | 34.1685 | 103.5119 | 69.3433 | 270.6095 | 69.3433 | 0 | 360.4786 | 34.1685 | 0 | 236.4409 | 34.1685 | 0 | 0 | 0 | 34.1685
|  |  | 35.1159 | 87.6187 | 52.5028 | 245.5027 | 24.6007 | 0 | 382.6192 | 63.018 | 27.9021 | 137.829 | 35.1159 | 72.5578 | 0 | 65.302 | 63.018
|  |  | 40.4938 | 65.3262 | 24.8324 | 202.6675 | 0 | 0 | 382.6192 | 65.3262 | 24.8324 | 0 | 40.4938 | 162.1737 | 0 | 211.2583 | 65.3262
|  |  | 46.2897 | 42.8426 | -3.4471 | 145.0755 | 0 | 3.4471 | 378.7892 | 42.8426 | 0 | 0 | 46.2897 | 98.7858 | 0 | 300.1655 | 42.8426
|  |  | 46.7678 | 19.8788 | -26.889 | 77.8134 | 0 | 26.889 | 348.9125 | 19.8788 | 0 | 0 | 46.7678 | 31.0457 | 0 | 328.1066 | 19.8788
|  |  | 41.1187 | 5.1953 | -35.9234 | 1.939 | 0 | 35.9234 | 308.9977 | 5.1953 | 0 | 0 | 1.939 | 0 | 39.1796 | 284.5737 | 5.1953
|  |  | 30.6708 | 0.29001 | -30.3807 | 0 | 0 | 30.3807 | 275.2413 | 0.29001 | 0 | 0 | 0 | 0 | 30.6708 | 250.4951 | 0.29001
|  |  | 23.3615 | 0 | -23.3615 | 0 | 0 | 23.3615 | 249.284 | 0 | 0 | 0 | 0 | 0 | 23.3615 | 224.5378 | 0
|  |  | 23.6941 | 0 | -23.6941 | 0 | 0 | 23.6941 | 222.9572 | 0 | 0 | 0 | 0 | 0 | 23.6941 | 198.211 | 0
|  |  | 24.2768 | 0 | -24.2768 | 0 | 0 | 24.2768 | 195.9829 | 0 | 0 | 0 | 0 | 0 | 24.2768 | 171.2367 | 0
|  |  | 24.5562 | 0 | -24.5562 | 0 | 0 | 24.5562 | 168.6983 | 0 | 0 | 0 | 0 | 0 | 24.5562 | 143.9521 | 0
|  |  | 24.0861 | 0 | -24.0861 | 0 | 0 | 24.0861 | 141.936 | 0 | 0 | 0 | 0 | 0 | 24.0861 | 117.1898 | 0
|  |  | 22.6294 | 0 | -22.6294 | 0 | 0 | 22.6294 | 116.7922 | 0 | 0 | 0 | 0 | 0 | 22.6294 | 92.046 | 0
|  |  | 20.8758 | 0 | -20.8758 | 0 | 0 | 20.8758 | 93.5969 | 0 | 0 | 0 | 0 | 0 | 20.8758 | 68.8508 | 0
|  |  | 18.9345 | 0 | -18.9345 | 0 | 0 | 18.9345 | 72.5586 | 0 | 0 | 0 | 0 | 0 | 18.9345 | 47.8124 | 0
|  |  | 15.4144 | 0 | -15.4144 | 0 | 0 | 15.4144 | 55.4315 | 0 | 0 | 0 | 0 | 0 | 15.4144 | 30.6853 | 0
|  |  | 11.7376 | 2.4978 | -9.2399 | 0 | 0 | 9.2399 | 45.1649 | 2.4978 | 0 | 0 | 0 | 0 | 11.7376 | 17.6435 | 2.4978
|  |  | 16.1057 | 14.365 | -1.7408 | 0.22664 | 0 | 1.7408 | 43.2307 | 14.365 | 0 | 0 | 0.22664 | 0 | 15.8791 | 0 | 14.365
|  |  | 19.9504 | 35.7493 | 15.7989 | 51.0698 | 15.7989 | 0 | 57.4498 | 19.9504 | 0 | 31.1194 | 19.9504 | 0 | 0 | 0 | 19.9504
|  |  | 26.3005 | 59.0615 | 32.761 | 115.5114 | 32.761 | 0 | 86.9347 | 26.3005 | 0 | 89.2109 | 26.3005 | 0 | 0 | 0 | 26.3005
|  |  | 31.0713 | 81.2977 | 50.2264 | 173.2042 | 50.2264 | 0 | 132.1384 | 31.0713 | 0 | 142.1329 | 31.0713 | 0 | 0 | 0 | 31.0713
|  |  | 33.2435 | 95.6969 | 62.4533 | 216.9459 | 62.4533 | 0 | 188.3464 | 33.2435 | 0 | 183.7024 | 33.2435 | 0 | 0 | 0 | 33.2435
|  |  | 33.9264 | 101.945 | 68.0186 | 246.5603 | 68.0186 | 0 | 249.5631 | 33.9264 | 0 | 212.6339 | 33.9264 | 0 | 0 | 0 | 33.9264
|  |  | 35.3688 | 103.4311 | 68.0623 | 257.9428 | 68.0623 | 0 | 310.8192 | 35.3688 | 0 | 222.574 | 35.3688 | 0 | 0 | 0 | 35.3688
|  |  | 34.1685 | 99.2213 | 65.0528 | 250.8665 | 65.0528 | 0 | 369.3667 | 34.1685 | 0 | 216.698 | 34.1685 | 0 | 0 | 0 | 34.1685
|  |  | 35.1159 | 88.136 | 53.0201 | 226.1878 | 14.725 | 0 | 382.6192 | 73.4109 | 38.295 | 62.0099 | 35.1159 | 129.062 | 0 | 116.1558 | 73.4109
|  |  | 40.4938 | 66.3316 | 25.8377 | 187.0293 | 0 | 0 | 382.6192 | 66.3316 | 25.8377 | 0 | 40.4938 | 146.5354 | 0 | 248.0377 | 66.3316
|  |  | 46.2897 | 41.1111 | -5.1786 | 133.4413 | 0 | 5.1786 | 376.8653 | 41.1111 | 0 | 0 | 46.2897 | 87.1516 | 0 | 326.4741 | 41.1111
|  |  | 46.7678 | 19.3707 | -27.3971 | 71.7193 | 0 | 27.3971 | 346.4241 | 19.3707 | 0 | 0 | 46.7678 | 24.9515 | 0 | 348.9305 | 19.3707
|  |  | 41.1187 | 4.902 | -36.2167 | 1.8887 | 0 | 36.2167 | 306.1833 | 4.902 | 0 | 0 | 1.8887 | 0 | 39.23 | 305.3416 | 4.902
|  |  | 30.6708 | 0.29019 | -30.3806 | 0 | 0 | 30.3806 | 272.4271 | 0.29019 | 0 | 0 | 0 | 0 | 30.6708 | 271.263 | 0.29019
|  |  | 23.3615 | 0 | -23.3615 | 0 | 0 | 23.3615 | 246.4699 | 0 | 0 | 0 | 0 | 0 | 23.3615 | 245.3057 | 0
|  |  | 23.6941 | 0 | -23.6941 | 0 | 0 | 23.6941 | 220.1431 | 0 | 0 | 0 | 0 | 0 | 23.6941 | 218.9789 | 0
|  |  | 24.2768 | 0 | -24.2768 | 0 | 0 | 24.2768 | 193.1688 | 0 | 0 | 0 | 0 | 0 | 24.2768 | 192.0046 | 0
|  |  | 24.5562 | 0 | -24.5562 | 0 | 0 | 24.5562 | 165.8842 | 0 | 0 | 0 | 0 | 0 | 24.5562 | 164.72 | 0
|  |  | 30.2465 | 0 | -30.2465 | 0 | 0 | 30.2465 | 132.277 | 0 | 0 | 0 | 0 | 0 | 30.2465 | 131.1129 | 0
|  |  | 28.1491 | 0 | -28.1491 | 0 | 0 | 28.1491 | 101.0002 | 0 | 0 | 0 | 0 | 0 | 28.1491 | 99.8361 | 0
|  |  | 25.2107 | 0 | -25.2107 | 0 | 0 | 25.2107 | 72.9883 | 0 | 0 | 0 | 0 | 0 | 25.2107 | 71.8242 | 0
|  |  | 21.4417 | 0 | -21.4417 | 0 | 0 | 21.4417 | 49.1643 | 0 | 0 | 0 | 0 | 0 | 21.4417 | 48.0001 | 0
|  |  | 17.5188 | 0 | -17.5188 | 0 | 0 | 17.5188 | 29.6989 | 0 | 0 | 0 | 0 | 0 | 17.5188 | 28.5347 | 0
|  |  | 14.3414 | 2.4386 | -11.9028 | 0 | 0 | 11.9028 | 16.4736 | 2.4386 | 0 | 0 | 0 | 0 | 14.3414 | 12.5999 | 2.4386
|  |  | 11.6673 | 12.7183 | 1.051 | 0.32737 | 1.051 | 0 | 17.4195 | 11.6673 | 0 | 0 | 0.32737 | 0 | 11.3399 | 0 | 11.6673
|  |  | 9.167 | 33.3116 | 24.1447 | 60.8154 | 24.1447 | 0 | 39.1497 | 9.167 | 0 | 51.6484 | 9.167 | 0 | 0 | 0 | 9.167
|  |  | 7.1962 | 58.4375 | 51.2413 | 133.6679 | 51.2413 | 0 | 85.2669 | 7.1962 | 0 | 126.4717 | 7.1962 | 0 | 0 | 0 | 7.1962
|  |  | 6.03 | 84.7557 | 78.7257 | 197.203 | 78.7257 | 0 | 156.12 | 6.03 | 0 | 191.1729 | 6.03 | 0 | 0 | 0 | 6.03
|  |  | 6.0645 | 105.9423 | 99.8778 | 246.1071 | 99.8778 | 0 | 246.01 | 6.0645 | 0 | 240.0426 | 6.0645 | 0 | 0 | 0 | 6.0645
|  |  | 6.9622 | 117.8363 | 110.8741 | 277.1317 | 110.8741 | 0 | 345.7967 | 6.9622 | 0 | 270.1695 | 6.9622 | 0 | 0 | 0 | 6.9622
|  |  | 9.2104 | 123.009 | 113.7985 | 288.7156 | 40.9139 | 0 | 382.6192 | 82.0951 | 72.8846 | 279.5052 | 9.2104 | 0 | 0 | 0 | 82.0951
|  |  | 12.2202 | 115.5536 | 103.3334 | 281.2616 | 0 | 0 | 382.6192 | 115.5536 | 103.3334 | 269.0414 | 12.2202 | 0 | 0 | 0 | 115.5536
|  |  | 15.3949 | 99.201 | 83.8061 | 254.0899 | 0 | 0 | 382.6192 | 99.201 | 83.8061 | 188.7824 | 15.3949 | 49.9125 | 0 | 44.9213 | 99.201
|  |  | 18.6761 | 76.41 | 57.734 | 208.9631 | 0 | 0 | 382.6192 | 76.41 | 57.734 | 0 | 18.6761 | 190.287 | 0 | 216.1796 | 76.41
|  |  | 22.1391 | 47.9683 | 25.8292 | 149.5076 | 0 | 0 | 382.6192 | 47.9683 | 25.8292 | 0 | 22.1391 | 127.3685 | 0 | 330.8112 | 47.9683
|  |  | 26.0591 | 22.4365 | -3.6227 | 80.5835 | 0 | 3.6227 | 378.5941 | 22.4365 | 0 | 0 | 26.0591 | 54.5244 | 0 | 379.8832 | 22.4365
|  |  | 29.8278 | 5.8463 | -23.9815 | 1.4354 | 0 | 23.9815 | 351.948 | 5.8463 | 0 | 0 | 1.4354 | 0 | 28.3924 | 348.336 | 5.8463
|  |  | 32.3465 | 0.3804 | -31.9661 | 0 | 0 | 31.9661 | 316.4301 | 0.3804 | 0 | 0 | 0 | 0 | 32.3465 | 312.3955 | 0.3804
|  |  | 33.6507 | 0 | -33.6507 | 0 | 0 | 33.6507 | 279.0404 | 0 | 0 | 0 | 0 | 0 | 33.6507 | 275.0058 | 0
|  |  | 34.0882 | 0 | -34.0882 | 0 | 0 | 34.0882 | 241.1646 | 0 | 0 | 0 | 0 | 0 | 34.0882 | 237.13 | 0
|  |  | 33.501 | 0 | -33.501 | 0 | 0 | 33.501 | 203.9413 | 0 | 0 | 0 | 0 | 0 | 33.501 | 199.9067 | 0
|  |  | 32.1465 | 0 | -32.1465 | 0 | 0 | 32.1465 | 168.223 | 0 | 0 | 0 | 0 | 0 | 32.1465 | 164.1884 | 0
|  |  | 30.2465 | 0 | -30.2465 | 0 | 0 | 30.2465 | 134.6158 | 0 | 0 | 0 | 0 | 0 | 30.2465 | 130.5812 | 0
|  |  | 28.1491 | 0 | -28.1491 | 0 | 0 | 28.1491 | 103.339 | 0 | 0 | 0 | 0 | 0 | 28.1491 | 99.3044 | 0
|  |  | 25.2107 | 0 | -25.2107 | 0 | 0 | 25.2107 | 75.3272 | 0 | 0 | 0 | 0 | 0 | 25.2107 | 71.2925 | 0
|  |  | 21.4417 | 0 | -21.4417 | 0 | 0 | 21.4417 | 51.5031 | 0 | 0 | 0 | 0 | 0 | 21.4417 | 47.4685 | 0
|  |  | 17.5188 | 0 | -17.5188 | 0 | 0 | 17.5188 | 32.0377 | 0 | 0 | 0 | 0 | 0 | 17.5188 | 28.0031 | 0
|  |  | 14.3414 | 2.9109 | -11.4305 | 0 | 0 | 11.4305 | 19.3372 | 2.9109 | 0 | 0 | 0 | 0 | 14.3414 | 12.0683 | 2.9109
|  |  | 11.6673 | 14.2841 | 2.6168 | 0.80584 | 2.6168 | 0 | 21.6923 | 11.6673 | 0 | 0 | 0.80584 | 0 | 10.8614 | 0 | 11.6673
|  |  | 9.167 | 34.629 | 25.462 | 36.6907 | 25.462 | 0 | 44.6081 | 9.167 | 0 | 27.5237 | 9.167 | 0 | 0 | 0 | 9.167
|  |  | 7.1962 | 55.7059 | 48.5097 | 60.3369 | 48.5097 | 0 | 88.2668 | 7.1962 | 0 | 53.1407 | 7.1962 | 0 | 0 | 0 | 7.1962
|  |  | 6.03 | 73.6814 | 67.6514 | 101.8878 | 67.6514 | 0 | 149.153 | 6.03 | 0 | 95.8578 | 6.03 | 0 | 0 | 0 | 6.03
|  |  | 6.0645 | 92.9981 | 86.9337 | 156.4831 | 86.9337 | 0 | 227.3933 | 6.0645 | 0 | 150.4186 | 6.0645 | 0 | 0 | 0 | 6.0645
|  |  | 6.9622 | 105.9849 | 99.0227 | 111.9859 | 99.0227 | 0 | 316.5138 | 6.9622 | 0 | 105.0237 | 6.9622 | 0 | 0 | 0 | 6.9622
|  |  | 9.2104 | 105.8944 | 96.684 | 151.4466 | 73.4505 | 0 | 382.6192 | 32.4439 | 23.2335 | 142.2362 | 9.2104 | 0 | 0 | 0 | 32.4439
|  |  | 12.2202 | 98.6611 | 86.4409 | 162.1995 | 0 | 0 | 382.6192 | 98.6611 | 86.4409 | 149.9793 | 12.2202 | 0 | 0 | 0 | 98.6611
|  |  | 15.3949 | 85.4758 | 70.0809 | 210.7007 | 0 | 0 | 382.6192 | 85.4758 | 70.0809 | 13.4986 | 15.3949 | 181.8072 | 0 | 163.6265 | 85.4758
|  |  | 18.6761 | 66.9682 | 48.2922 | 146.4857 | 0 | 0 | 382.6192 | 66.9682 | 48.2922 | 0 | 18.6761 | 127.8096 | 0 | 278.6551 | 66.9682
|  |  | 22.1391 | 45.5505 | 23.4114 | 92.2429 | 0 | 0 | 382.6192 | 45.5505 | 23.4114 | 0 | 22.1391 | 70.1038 | 0 | 341.7485 | 45.5505
|  |  | 26.0591 | 22.7658 | -3.2933 | 45.2275 | 0 | 3.2933 | 378.96 | 22.7658 | 0 | 0 | 26.0591 | 19.1684 | 0 | 359.0001 | 22.7658
|  |  | 29.8278 | 6.1157 | -23.7122 | 3.4248 | 0 | 23.7122 | 352.6131 | 6.1157 | 0 | 0 | 3.4248 | 0 | 26.403 | 329.6634 | 6.1157
|  |  | 32.3465 | 0.4234 | -31.9231 | 0 | 0 | 31.9231 | 317.1431 | 0.4234 | 0 | 0 | 0 | 0 | 32.3465 | 293.7228 | 0.4234
|  |  | 33.6507 | 0 | -33.6507 | 0 | 0 | 33.6507 | 279.7534 | 0 | 0 | 0 | 0 | 0 | 33.6507 | 256.3332 | 0
|  |  | 34.0882 | 0 | -34.0882 | 0 | 0 | 34.0882 | 241.8776 | 0 | 0 | 0 | 0 | 0 | 34.0882 | 218.4574 | 0
|  |  | 33.501 | 0 | -33.501 | 0 | 0 | 33.501 | 204.6543 | 0 | 0 | 0 | 0 | 0 | 33.501 | 181.2341 | 0
|  |  | 32.1465 | 0 | -32.1465 | 0 | 0 | 32.1465 | 168.936 | 0 | 0 | 0 | 0 | 0 | 32.1465 | 145.5158 | 0
|  |  | 24.0861 | 0 | -24.0861 | 0 | 0 | 24.0861 | 142.1737 | 0 | 0 | 0 | 0 | 0 | 24.0861 | 118.7534 | 0
|  |  | 22.6294 | 0 | -22.6294 | 0 | 0 | 22.6294 | 117.0299 | 0 | 0 | 0 | 0 | 0 | 22.6294 | 93.6097 | 0
|  |  | 20.8758 | 0 | -20.8758 | 0 | 0 | 20.8758 | 93.8346 | 0 | 0 | 0 | 0 | 0 | 20.8758 | 70.4144 | 0
|  |  | 18.9345 | 0 | -18.9345 | 0 | 0 | 18.9345 | 72.7962 | 0 | 0 | 0 | 0 | 0 | 18.9345 | 49.376 | 0
|  |  | 15.4144 | 0.033895 | -15.3805 | 0 | 0 | 15.3805 | 55.7068 | 0.033895 | 0 | 0 | 0 | 0 | 15.4144 | 32.2489 | 0.033895
|  |  | 11.7376 | 3.1239 | -8.6137 | 0 | 0 | 8.6137 | 46.1359 | 3.1239 | 0 | 0 | 0 | 0 | 11.7376 | 19.2071 | 3.1239
|  |  | 16.1057 | 15.7723 | -0.33349 | 0.22664 | 0 | 0.33349 | 45.7654 | 15.7723 | 0 | 0 | 0.22664 | 0 | 15.8791 | 1.5636 | 15.7723
|  |  | 19.9504 | 36.4916 | 16.5412 | 18.7357 | 16.5412 | 0 | 60.6525 | 19.9504 | 0 | 0 | 18.7357 | 0 | 1.2147 | 0.21395 | 19.9504
|  |  | 26.3005 | 58.3834 | 32.0828 | 45.8319 | 32.0828 | 0 | 89.5271 | 26.3005 | 0 | 0 | 26.3005 | 19.5313 | 0 | 17.7922 | 26.3005
|  |  | 31.0713 | 76.0733 | 45.002 | 65.4237 | 45.002 | 0 | 130.0289 | 31.0713 | 0 | 0 | 31.0713 | 34.3524 | 0 | 48.7094 | 31.0713
|  |  | 33.2435 | 89.231 | 55.9875 | 77.5868 | 55.9875 | 0 | 180.4177 | 33.2435 | 0 | 0 | 33.2435 | 44.3433 | 0 | 88.6183 | 33.2435
|  |  | 33.9264 | 100.743 | 66.8166 | 90.455 | 66.8166 | 0 | 240.5526 | 33.9264 | 0 | 0 | 33.9264 | 56.5286 | 0 | 139.494 | 33.9264
|  |  | 35.3688 | 105.2587 | 69.89 | 99.7473 | 69.89 | 0 | 303.4536 | 35.3688 | 0 | 0 | 35.3688 | 64.3785 | 0 | 197.4347 | 35.3688
|  |  | 34.1685 | 98.4493 | 64.2807 | 109.5684 | 64.2807 | 0 | 361.3062 | 34.1685 | 0 | 0 | 34.1685 | 75.3998 | 0 | 265.2945 | 34.1685
|  |  | 35.1159 | 85.8363 | 50.7204 | 86.8035 | 23.6811 | 0 | 382.6192 | 62.1552 | 27.0393 | 0 | 35.1159 | 51.6876 | 0 | 311.8134 | 62.1552
|  |  | 40.4938 | 69.8185 | 29.3247 | 73.3814 | 0 | 0 | 382.6192 | 69.8185 | 29.3247 | 0 | 40.4938 | 32.8875 | 0 | 341.4122 | 69.8185
|  |  | 46.2897 | 46.7499 | 0.46025 | 54.7968 | 0 | 0 | 382.6192 | 46.7499 | 0.46025 | 0 | 46.2897 | 8.5071 | 0 | 349.0686 | 46.7499
|  |  | 46.7678 | 22.2751 | -24.4926 | 28.8086 | 0 | 24.4926 | 355.4052 | 22.2751 | 0 | 0 | 28.8086 | 0 | 17.9592 | 329.1139 | 22.2751
|  |  | 41.1187 | 6.2925 | -34.8262 | 1.0325 | 0 | 34.8262 | 316.7094 | 6.2925 | 0 | 0 | 1.0325 | 0 | 40.0862 | 284.5737 | 6.2925
|  |  | 30.6708 | 0.58319 | -30.0876 | 0 | 0 | 30.0876 | 283.2788 | 0.58319 | 0 | 0 | 0 | 0 | 30.6708 | 250.4951 | 0.58319
|  |  | 23.3615 | 0 | -23.3615 | 0 | 0 | 23.3615 | 257.3215 | 0 | 0 | 0 | 0 | 0 | 23.3615 | 224.5378 | 0
|  |  | 23.6941 | 0 | -23.6941 | 0 | 0 | 23.6941 | 230.9947 | 0 | 0 | 0 | 0 | 0 | 23.6941 | 198.211 | 0
|  |  | 24.2768 | 0 | -24.2768 | 0 | 0 | 24.2768 | 204.0205 | 0 | 0 | 0 | 0 | 0 | 24.2768 | 171.2367 | 0
|  |  | 24.5562 | 0 | -24.5562 | 0 | 0 | 24.5562 | 176.7358 | 0 | 0 | 0 | 0 | 0 | 24.5562 | 143.9521 | 0
|  |  | 24.0861 | 0 | -24.0861 | 0 | 0 | 24.0861 | 149.9735 | 0 | 0 | 0 | 0 | 0 | 24.0861 | 117.1898 | 0
|  |  | 22.6294 | 0 | -22.6294 | 0 | 0 | 22.6294 | 124.8298 | 0 | 0 | 0 | 0 | 0 | 22.6294 | 92.046 | 0
|  |  | 20.8758 | 0 | -20.8758 | 0 | 0 | 20.8758 | 101.6345 | 0 | 0 | 0 | 0 | 0 | 20.8758 | 68.8508 | 0
|  |  | 18.9345 | 0 | -18.9345 | 0 | 0 | 18.9345 | 80.5961 | 0 | 0 | 0 | 0 | 0 | 18.9345 | 47.8124 | 0
|  |  | 15.4144 | 0.078248 | -15.3362 | 0 | 0 | 15.3362 | 63.5559 | 0.078248 | 0 | 0 | 0 | 0 | 15.4144 | 30.6853 | 0.078248
|  |  | 11.7376 | 3.544 | -8.1936 | 0 | 0 | 8.1936 | 54.4519 | 3.544 | 0 | 0 | 0 | 0 | 11.7376 | 17.6435 | 3.544
|  |  | 16.1057 | 17.0957 | 0.98996 | 0.22664 | 0.98996 | 0 | 55.3428 | 16.1057 | 0 | 0 | 0.22664 | 0 | 15.8791 | 0 | 16.1057
|  |  | 19.9504 | 40.6833 | 20.7329 | 27.2221 | 20.7329 | 0 | 74.0025 | 19.9504 | 0 | 7.2717 | 19.9504 | 0 | 0 | 0 | 19.9504
|  |  | 26.3005 | 67.379 | 41.0785 | 62.4522 | 41.0785 | 0 | 110.9731 | 26.3005 | 0 | 36.1517 | 26.3005 | 0 | 0 | 0 | 26.3005
|  |  | 31.0713 | 87.6926 | 56.6213 | 102.0389 | 56.6213 | 0 | 161.9322 | 31.0713 | 0 | 70.9676 | 31.0713 | 0 | 0 | 0 | 31.0713
|  |  | 33.2435 | 94.8438 | 61.6003 | 124.1993 | 61.6003 | 0 | 217.3725 | 33.2435 | 0 | 90.9558 | 33.2435 | 0 | 0 | 0 | 33.2435
|  |  | 33.9264 | 104.0355 | 70.1091 | 132.9628 | 70.1091 | 0 | 280.4706 | 33.9264 | 0 | 47.3858 | 33.9264 | 51.6506 | 0 | 46.4855 | 33.9264
|  |  | 35.3688 | 113.3251 | 77.9563 | 148.324 | 77.9563 | 0 | 350.6313 | 35.3688 | 0 | 0 | 35.3688 | 112.9552 | 0 | 148.1452 | 35.3688
|  |  | 34.1685 | 108.0931 | 73.9245 | 131.3259 | 35.5422 | 0 | 382.6192 | 72.5509 | 38.3823 | 0 | 34.1685 | 97.1574 | 0 | 235.5869 | 72.5509
|  |  | 35.1159 | 94.1844 | 59.0685 | 112.8169 | 0 | 0 | 382.6192 | 94.1844 | 59.0685 | 0 | 35.1159 | 77.701 | 0 | 305.5178 | 94.1844
|  |  | 40.4938 | 72.6685 | 32.1747 | 89.347 | 0 | 0 | 382.6192 | 72.6685 | 32.1747 | 0 | 40.4938 | 48.8531 | 0 | 349.4856 | 72.6685
|  |  | 46.2897 | 46.8643 | 0.57458 | 53.9406 | 0 | 0 | 382.6192 | 46.8643 | 0.57458 | 0 | 46.2897 | 7.6509 | 0 | 356.3714 | 46.8643
|  |  | 46.7678 | 23.2751 | -23.4927 | 22.2612 | 0 | 23.4927 | 356.5162 | 23.2751 | 0 | 0 | 22.2612 | 0 | 24.5066 | 329.1419 | 23.2751
|  |  | 41.1187 | 6.5709 | -34.5478 | 1.0073 | 0 | 34.5478 | 318.1298 | 6.5709 | 0 | 0 | 1.0073 | 0 | 40.1114 | 284.5737 | 6.5709
|  |  | 30.6708 | 0.34929 | -30.3215 | 0 | 0 | 30.3215 | 284.4393 | 0.34929 | 0 | 0 | 0 | 0 | 30.6708 | 250.4951 | 0.34929
|  |  | 23.3615 | 0 | -23.3615 | 0 | 0 | 23.3615 | 258.482 | 0 | 0 | 0 | 0 | 0 | 23.3615 | 224.5378 | 0
|  |  | 23.6941 | 0 | -23.6941 | 0 | 0 | 23.6941 | 232.1552 | 0 | 0 | 0 | 0 | 0 | 23.6941 | 198.211 | 0
|  |  | 24.2768 | 0 | -24.2768 | 0 | 0 | 24.2768 | 205.181 | 0 | 0 | 0 | 0 | 0 | 24.2768 | 171.2367 | 0
|  |  | 24.5562 | 0 | -24.5562 | 0 | 0 | 24.5562 | 177.8963 | 0 | 0 | 0 | 0 | 0 | 24.5562 | 143.9521 | 0
|  |  | 24.0861 | 0 | -24.0861 | 0 | 0 | 24.0861 | 151.134 | 0 | 0 | 0 | 0 | 0 | 24.0861 | 117.1898 | 0
|  |  | 22.6294 | 0 | -22.6294 | 0 | 0 | 22.6294 | 125.9903 | 0 | 0 | 0 | 0 | 0 | 22.6294 | 92.046 | 0
|  |  | 20.8758 | 0 | -20.8758 | 0 | 0 | 20.8758 | 102.795 | 0 | 0 | 0 | 0 | 0 | 20.8758 | 68.8508 | 0
|  |  | 18.9345 | 0 | -18.9345 | 0 | 0 | 18.9345 | 81.7566 | 0 | 0 | 0 | 0 | 0 | 18.9345 | 47.8124 | 0
|  |  | 15.4144 | 0.11208 | -15.3023 | 0 | 0 | 15.3023 | 64.754 | 0.11208 | 0 | 0 | 0 | 0 | 15.4144 | 30.6853 | 0.11208
|  |  | 11.7376 | 3.2669 | -8.4707 | 0 | 0 | 8.4707 | 55.3421 | 3.2669 | 0 | 0 | 0 | 0 | 11.7376 | 17.6435 | 3.2669
|  |  | 16.1057 | 15.3452 | -0.76055 | 0.22664 | 0 | 0.76055 | 54.4971 | 15.3452 | 0 | 0 | 0.22664 | 0 | 15.8791 | 0 | 15.3452
|  |  | 19.9504 | 35.5479 | 15.5975 | 22.6137 | 15.5975 | 0 | 68.5348 | 19.9504 | 0 | 2.6634 | 19.9504 | 0 | 0 | 0 | 19.9504
|  |  | 26.3005 | 58.657 | 32.3564 | 56.5595 | 32.3564 | 0 | 97.6556 | 26.3005 | 0 | 30.259 | 26.3005 | 0 | 0 | 0 | 26.3005
|  |  | 31.0713 | 81.4545 | 50.3832 | 95.3907 | 50.3832 | 0 | 143.0005 | 31.0713 | 0 | 64.3194 | 31.0713 | 0 | 0 | 0 | 31.0713
|  |  | 33.2435 | 96.6894 | 63.4459 | 117.9289 | 63.4459 | 0 | 200.1018 | 33.2435 | 0 | 84.6854 | 33.2435 | 0 | 0 | 0 | 33.2435
|  |  | 33.9264 | 108.3008 | 74.3743 | 130.5201 | 74.3743 | 0 | 267.0387 | 33.9264 | 0 | 25.9173 | 33.9264 | 70.6763 | 0 | 63.6087 | 33.9264
|  |  | 35.3688 | 115.076 | 79.7072 | 127.876 | 79.7072 | 0 | 338.7752 | 35.3688 | 0 | 0 | 35.3688 | 92.5072 | 0 | 146.8651 | 35.3688
|  |  | 34.1685 | 105.1951 | 71.0266 | 122.2603 | 48.7156 | 0 | 382.6192 | 56.4795 | 22.3109 | 0 | 34.1685 | 88.0917 | 0 | 226.1477 | 56.4795
|  |  | 35.1159 | 87.082 | 51.9661 | 115.2596 | 0 | 0 | 382.6192 | 87.082 | 51.9661 | 0 | 35.1159 | 80.1437 | 0 | 298.277 | 87.082
|  |  | 40.4938 | 69.9236 | 29.4297 | 79.7777 | 0 | 0 | 382.6192 | 69.9236 | 29.4297 | 0 | 40.4938 | 39.2838 | 0 | 333.6325 | 69.9236
|  |  | 46.2897 | 47.6722 | 1.3825 | 59.4303 | 0 | 0 | 382.6192 | 47.6722 | 1.3825 | 0 | 46.2897 | 13.1407 | 0 | 345.4591 | 47.6722
|  |  | 46.7678 | 22.9697 | -23.7981 | 32.2334 | 0 | 23.7981 | 356.177 | 22.9697 | 0 | 0 | 32.2334 | 0 | 14.5344 | 329.3098 | 22.9697
|  |  | 41.1187 | 6.1136 | -35.005 | 0.8562 | 0 | 35.005 | 317.2825 | 6.1136 | 0 | 0 | 0.8562 | 0 | 40.2625 | 284.5737 | 6.1136
|  |  | 30.6708 | 0.089082 | -30.5817 | 0 | 0 | 30.5817 | 283.3028 | 0.089082 | 0 | 0 | 0 | 0 | 30.6708 | 250.4951 | 0.089082
|  |  | 23.3615 | 0 | -23.3615 | 0 | 0 | 23.3615 | 257.3456 | 0 | 0 | 0 | 0 | 0 | 23.3615 | 224.5378 | 0
|  |  | 23.6941 | 0 | -23.6941 | 0 | 0 | 23.6941 | 231.0188 | 0 | 0 | 0 | 0 | 0 | 23.6941 | 198.211 | 0
|  |  | 24.2768 | 0 | -24.2768 | 0 | 0 | 24.2768 | 204.0445 | 0 | 0 | 0 | 0 | 0 | 24.2768 | 171.2367 | 0
|  |  | 24.5562 | 0 | -24.5562 | 0 | 0 | 24.5562 | 176.7599 | 0 | 0 | 0 | 0 | 0 | 24.5562 | 143.9521 | 0
|  |  | 24.0861 | 0 | -24.0861 | 0 | 0 | 24.0861 | 149.9976 | 0 | 0 | 0 | 0 | 0 | 24.0861 | 117.1898 | 0
|  |  | 22.6294 | 0 | -22.6294 | 0 | 0 | 22.6294 | 124.8538 | 0 | 0 | 0 | 0 | 0 | 22.6294 | 92.046 | 0
|  |  | 20.8758 | 0 | -20.8758 | 0 | 0 | 20.8758 | 101.6585 | 0 | 0 | 0 | 0 | 0 | 20.8758 | 68.8508 | 0
|  |  | 18.9345 | 0 | -18.9345 | 0 | 0 | 18.9345 | 80.6201 | 0 | 0 | 0 | 0 | 0 | 18.9345 | 47.8124 | 0
|  |  | 15.4144 | 0.14558 | -15.2688 | 0 | 0 | 15.2688 | 63.6548 | 0.14558 | 0 | 0 | 0 | 0 | 15.4144 | 30.6853 | 0.14558
|  |  | 11.7376 | 3.7168 | -8.0208 | 0 | 0 | 8.0208 | 54.7428 | 3.7168 | 0 | 0 | 0 | 0 | 11.7376 | 17.6435 | 3.7168
|  |  | 16.1057 | 16.7531 | 0.64737 | 0.22664 | 0.64737 | 0 | 55.3254 | 16.1057 | 0 | 0 | 0.22664 | 0 | 15.8791 | 0 | 16.1057
|  |  | 19.9504 | 38.7929 | 18.8426 | 23.344 | 18.8426 | 0 | 72.2837 | 19.9504 | 0 | 3.3937 | 19.9504 | 0 | 0 | 0 | 19.9504
|  |  | 26.3005 | 63.4472 | 37.1467 | 53.0844 | 37.1467 | 0 | 105.7157 | 26.3005 | 0 | 26.7839 | 26.3005 | 0 | 0 | 0 | 26.3005
|  |  | 31.0713 | 84.0117 | 52.9404 | 72.2482 | 52.9404 | 0 | 153.3621 | 31.0713 | 0 | 8.2724 | 31.0713 | 32.9045 | 0 | 29.614 | 31.0713
|  |  | 33.2435 | 99.4821 | 66.2385 | 98.4378 | 66.2385 | 0 | 212.9768 | 33.2435 | 0 | 0 | 33.2435 | 65.1942 | 0 | 88.2888 | 33.2435
|  |  | 33.9264 | 110.6852 | 76.7587 | 112.7162 | 76.7587 | 0 | 282.0596 | 33.9264 | 0 | 0 | 33.9264 | 78.7897 | 0 | 159.1996 | 33.9264
|  |  | 35.3688 | 114.5463 | 79.1775 | 123.8216 | 79.1775 | 0 | 353.3194 | 35.3688 | 0 | 0 | 35.3688 | 88.4528 | 0 | 238.8071 | 35.3688
|  |  | 34.1685 | 107.9904 | 73.8219 | 118.0297 | 32.5554 | 0 | 382.6192 | 75.435 | 41.2665 | 0 | 34.1685 | 83.8611 | 0 | 314.2821 | 75.435
|  |  | 35.1159 | 91.7395 | 56.6236 | 101.8626 | 0 | 0 | 382.6192 | 91.7395 | 56.6236 | 0 | 35.1159 | 66.7467 | 0 | 374.3542 | 91.7395
|  |  | 40.4938 | 70.9459 | 30.452 | 76.9572 | 0 | 0 | 382.6192 | 70.9459 | 30.452 | 0 | 40.4938 | 36.4634 | 0 | 407.1712 | 70.9459
|  |  | 46.2897 | 47.4108 | 1.1211 | 51.8253 | 0 | 0 | 382.6192 | 47.4108 | 1.1211 | 0 | 46.2897 | 5.5356 | 0 | 412.1533 | 47.4108
|  |  | 46.7678 | 23.4805 | -23.2873 | 27.8517 | 0 | 23.2873 | 356.7445 | 23.4805 | 0 | 0 | 27.8517 | 0 | 18.9161 | 391.1354 | 23.4805
|  |  | 41.1187 | 6.2689 | -34.8497 | 0.93175 | 0 | 34.8497 | 318.0225 | 6.2689 | 0 | 0 | 0.93175 | 0 | 40.1869 | 346.4832 | 6.2689
|  |  | 30.6708 | 0.17019 | -30.5006 | 0 | 0 | 30.5006 | 284.133 | 0.17019 | 0 | 0 | 0 | 0 | 30.6708 | 312.4046 | 0.17019
|  |  | 23.3615 | 0 | -23.3615 | 0 | 0 | 23.3615 | 258.1758 | 0 | 0 | 0 | 0 | 0 | 23.3615 | 286.4474 | 0
|  |  | 23.6941 | 0 | -23.6941 | 0 | 0 | 23.6941 | 231.849 | 0 | 0 | 0 | 0 | 0 | 23.6941 | 260.1206 | 0
|  |  | 24.2768 | 0 | -24.2768 | 0 | 0 | 24.2768 | 204.8747 | 0 | 0 | 0 | 0 | 0 | 24.2768 | 233.1463 | 0
|  |  | 24.5562 | 0 | -24.5562 | 0 | 0 | 24.5562 | 177.5901 | 0 | 0 | 0 | 0 | 0 | 24.5562 | 205.8617 | 0
|  |  | 24.0861 | 0 | -24.0861 | 0 | 0 | 24.0861 | 150.8278 | 0 | 0 | 0 | 0 | 0 | 24.0861 | 179.0993 | 0
|  |  | 22.6294 | 0 | -22.6294 | 0 | 0 | 22.6294 | 125.684 | 0 | 0 | 0 | 0 | 0 | 22.6294 | 153.9556 | 0
|  |  | 20.8758 | 0 | -20.8758 | 0 | 0 | 20.8758 | 102.4887 | 0 | 0 | 0 | 0 | 0 | 20.8758 | 130.7603 | 0
|  |  | 18.9345 | 0 | -18.9345 | 0 | 0 | 18.9345 | 81.4504 | 0 | 0 | 0 | 0 | 0 | 18.9345 | 109.7219 | 0
|  |  | 15.4144 | 0.20188 | -15.2125 | 0 | 0 | 15.2125 | 64.5475 | 0.20188 | 0 | 0 | 0 | 0 | 15.4144 | 92.5948 | 0.20188
|  |  | 11.7376 | 4.3262 | -7.4114 | 0 | 0 | 7.4114 | 56.3126 | 4.3262 | 0 | 0 | 0 | 0 | 11.7376 | 79.553 | 4.3262
|  |  | 16.1057 | 17.1852 | 1.0794 | 0.22664 | 1.0794 | 0 | 57.2841 | 16.1057 | 0 | 0 | 0.22664 | 0 | 15.8791 | 61.9095 | 16.1057
|  |  | 19.9504 | 38.7335 | 18.7831 | 11.458 | 18.7831 | 0 | 74.1889 | 19.9504 | 0 | 0 | 11.458 | 0 | 8.4924 | 52.4735 | 19.9504
|  |  | 26.3005 | 62.9591 | 36.6585 | 9.5441 | 36.6585 | 0 | 107.1816 | 26.3005 | 0 | 0 | 9.5441 | 0 | 16.7564 | 33.8553 | 26.3005
|  |  | 31.0713 | 85.9591 | 54.8878 | 14.8324 | 54.8878 | 0 | 156.5806 | 31.0713 | 0 | 0 | 14.8324 | 0 | 16.2389 | 15.8121 | 31.0713
|  |  | 33.2435 | 103.8908 | 70.6473 | 19.0127 | 70.6473 | 0 | 220.1632 | 33.2435 | 0 | 0 | 19.0127 | 0 | 14.2309 | 0 | 33.2435
|  |  | 33.9264 | 113.5564 | 79.63 | 158.8251 | 79.63 | 0 | 291.8301 | 33.9264 | 0 | 124.8986 | 33.9264 | 0 | 0 | 0 | 33.9264
|  |  | 35.3688 | 118.015 | 82.6462 | 42.3315 | 82.6462 | 0 | 366.2118 | 35.3688 | 0 | 6.9627 | 35.3688 | 0 | 0 | 0 | 35.3688
|  |  | 34.1685 | 112.9037 | 78.7352 | 121.9581 | 18.2305 | 0 | 382.6192 | 94.6732 | 60.5047 | 87.7896 | 34.1685 | 0 | 0 | 0 | 94.6732
|  |  | 35.1159 | 98.0205 | 62.9046 | 140.1398 | 0 | 0 | 382.6192 | 98.0205 | 62.9046 | 75.0252 | 35.1159 | 29.9987 | 0 | 26.9988 | 98.0205
|  |  | 40.4938 | 76.4877 | 35.9939 | 225.1554 | 0 | 0 | 382.6192 | 76.4877 | 35.9939 | 0 | 40.4938 | 184.6615 | 0 | 193.1942 | 76.4877
|  |  | 46.2897 | 50.0292 | 3.7396 | 155.7276 | 0 | 0 | 382.6192 | 50.0292 | 3.7396 | 0 | 46.2897 | 109.438 | 0 | 291.6883 | 50.0292
|  |  | 46.7678 | 25.5415 | -21.2263 | 93.4265 | 0 | 21.2263 | 359.0345 | 25.5415 | 0 | 0 | 46.7678 | 46.6587 | 0 | 333.6812 | 25.5415
|  |  | 41.1187 | 7.5205 | -33.5981 | 15.6886 | 0 | 33.5981 | 321.7032 | 7.5205 | 0 | 0 | 15.6886 | 0 | 25.4301 | 305.4255 | 7.5205
|  |  | 30.6708 | 0.31412 | -30.3566 | 0 | 0 | 30.3566 | 287.9736 | 0.31412 | 0 | 0 | 0 | 0 | 30.6708 | 271.3469 | 0.31412
|  |  | 23.3615 | 0 | -23.3615 | 0 | 0 | 23.3615 | 262.0163 | 0 | 0 | 0 | 0 | 0 | 23.3615 | 245.3897 | 0
|  |  | 23.6941 | 0 | -23.6941 | 0 | 0 | 23.6941 | 235.6895 | 0 | 0 | 0 | 0 | 0 | 23.6941 | 219.0629 | 0
|  |  | 24.2768 | 0 | -24.2768 | 0 | 0 | 24.2768 | 208.7152 | 0 | 0 | 0 | 0 | 0 | 24.2768 | 192.0886 | 0
|  |  | 24.5562 | 0 | -24.5562 | 0 | 0 | 24.5562 | 181.4306 | 0 | 0 | 0 | 0 | 0 | 24.5562 | 164.804 | 0
|  |  | 30.2465 | 0 | -30.2465 | 0 | 0 | 30.2465 | 147.8235 | 0 | 0 | 0 | 0 | 0 | 30.2465 | 131.1968 | 0
|  |  | 28.1491 | 0 | -28.1491 | 0 | 0 | 28.1491 | 116.5467 | 0 | 0 | 0 | 0 | 0 | 28.1491 | 99.92 | 0
|  |  | 25.2107 | 0 | -25.2107 | 0 | 0 | 25.2107 | 88.5348 | 0 | 0 | 0 | 0 | 0 | 25.2107 | 71.9081 | 0
|  |  | 21.4417 | 0 | -21.4417 | 0 | 0 | 21.4417 | 64.7107 | 0 | 0 | 0 | 0 | 0 | 21.4417 | 48.0841 | 0
|  |  | 17.5188 | 0.33425 | -17.1846 | 0 | 0 | 17.1846 | 45.6167 | 0.33425 | 0 | 0 | 0 | 0 | 17.5188 | 28.6187 | 0.33425
|  |  | 14.3414 | 5.1694 | -9.172 | 0 | 0 | 9.172 | 35.4256 | 5.1694 | 0 | 0 | 0 | 0 | 14.3414 | 12.6838 | 5.1694
|  |  | 11.6673 | 19.378 | 7.7107 | 0.25182 | 7.7107 | 0 | 42.3652 | 11.6673 | 0 | 0 | 0.25182 | 0 | 11.4154 | 0 | 11.6673
|  |  | 9.167 | 40.5883 | 31.4214 | 20.297 | 31.4214 | 0 | 70.6445 | 9.167 | 0 | 11.13 | 9.167 | 0 | 0 | 0 | 9.167
|  |  | 7.1962 | 65.9746 | 58.7784 | 54.4442 | 58.7784 | 0 | 123.5451 | 7.1962 | 0 | 47.248 | 7.1962 | 0 | 0 | 0 | 7.1962
|  |  | 6.03 | 89.5172 | 83.4872 | 84.1846 | 83.4872 | 0 | 198.6835 | 6.03 | 0 | 78.1546 | 6.03 | 0 | 0 | 0 | 6.03
|  |  | 6.0645 | 107.3306 | 101.2661 | 112.4392 | 101.2661 | 0 | 289.823 | 6.0645 | 0 | 106.3747 | 6.0645 | 0 | 0 | 0 | 6.0645
|  |  | 6.9622 | 115.8418 | 108.8796 | 128.707 | 103.1069 | 0 | 382.6192 | 12.7349 | 5.7727 | 121.7448 | 6.9622 | 0 | 0 | 0 | 12.7349
|  |  | 9.2104 | 114.8059 | 105.5955 | 141.9025 | 0 | 0 | 382.6192 | 114.8059 | 105.5955 | 39.4504 | 9.2104 | 93.2417 | 0 | 83.9175 | 114.8059
|  |  | 12.2202 | 109.0969 | 96.8767 | 131.7792 | 0 | 0 | 382.6192 | 109.0969 | 96.8767 | 0 | 12.2202 | 119.559 | 0 | 191.5206 | 109.0969
|  |  | 15.3949 | 94.6586 | 79.2637 | 117.0224 | 0 | 0 | 382.6192 | 94.6586 | 79.2637 | 0 | 15.3949 | 101.6274 | 0 | 282.9853 | 94.6586
|  |  | 18.6761 | 70.7976 | 52.1215 | 96.0706 | 0 | 0 | 382.6192 | 70.7976 | 52.1215 | 0 | 18.6761 | 77.3946 | 0 | 352.6404 | 70.7976
|  |  | 22.1391 | 45.4842 | 23.3451 | 55.3256 | 0 | 0 | 382.6192 | 45.4842 | 23.3451 | 0 | 22.1391 | 33.1865 | 0 | 382.5082 | 45.4842
|  |  | 26.0591 | 24.0388 | -2.0203 | 25.0816 | 0 | 2.0203 | 380.3744 | 24.0388 | 0 | 0 | 25.0816 | 0 | 0.97751 | 381.4221 | 24.0388
|  |  | 29.8278 | 7.4447 | -22.3832 | 0.73029 | 0 | 22.3832 | 355.5042 | 7.4447 | 0 | 0 | 0.73029 | 0 | 29.0975 | 349.0915 | 7.4447
|  |  | 32.3465 | 0.36087 | -31.9856 | 0 | 0 | 31.9856 | 319.9647 | 0.36087 | 0 | 0 | 0 | 0 | 32.3465 | 313.151 | 0.36087
|  |  | 33.6507 | 0 | -33.6507 | 0 | 0 | 33.6507 | 282.575 | 0 | 0 | 0 | 0 | 0 | 33.6507 | 275.7613 | 0
|  |  | 34.0882 | 0 | -34.0882 | 0 | 0 | 34.0882 | 244.6992 | 0 | 0 | 0 | 0 | 0 | 34.0882 | 237.8855 | 0
|  |  | 33.501 | 0 | -33.501 | 0 | 0 | 33.501 | 207.4759 | 0 | 0 | 0 | 0 | 0 | 33.501 | 200.6622 | 0
|  |  | 32.1465 | 0 | -32.1465 | 0 | 0 | 32.1465 | 171.7576 | 0 | 0 | 0 | 0 | 0 | 32.1465 | 164.9439 | 0
|  |  | 30.2465 | 0 | -30.2465 | 0 | 0 | 30.2465 | 138.1504 | 0 | 0 | 0 | 0 | 0 | 30.2465 | 131.3367 | 0
|  |  | 28.1491 | 0 | -28.1491 | 0 | 0 | 28.1491 | 106.8736 | 0 | 0 | 0 | 0 | 0 | 28.1491 | 100.0599 | 0
|  |  | 25.2107 | 0 | -25.2107 | 0 | 0 | 25.2107 | 78.8617 | 0 | 0 | 0 | 0 | 0 | 25.2107 | 72.048 | 0
|  |  | 21.4417 | 0 | -21.4417 | 0 | 0 | 21.4417 | 55.0377 | 0 | 0 | 0 | 0 | 0 | 21.4417 | 48.224 | 0
|  |  | 17.5188 | 0.34492 | -17.1739 | 0 | 0 | 17.1739 | 35.9556 | 0.34492 | 0 | 0 | 0 | 0 | 17.5188 | 28.7586 | 0.34492
|  |  | 14.3414 | 5.0799 | -9.2615 | 0 | 0 | 9.2615 | 25.665 | 5.0799 | 0 | 0 | 0 | 0 | 14.3414 | 12.8237 | 5.0799
|  |  | 11.6673 | 19.9761 | 8.3088 | 0.12591 | 8.3088 | 0 | 33.143 | 11.6673 | 0 | 0 | 0.12591 | 0 | 11.5414 | 0 | 11.6673
|  |  | 9.167 | 45.7723 | 36.6053 | 11.4831 | 36.6053 | 0 | 66.0878 | 9.167 | 0 | 2.3162 | 9.167 | 0 | 0 | 0 | 9.167
|  |  | 7.1962 | 75.0347 | 67.8385 | 22.2108 | 67.8385 | 0 | 127.1424 | 7.1962 | 0 | 15.0146 | 7.1962 | 0 | 0 | 0 | 7.1962
|  |  | 6.03 | 97.3312 | 91.3012 | 97.0276 | 91.3012 | 0 | 209.3134 | 6.03 | 0 | 90.9976 | 6.03 | 0 | 0 | 0 | 6.03
|  |  | 6.0645 | 113.976 | 107.9116 | 143.7912 | 107.9116 | 0 | 306.4338 | 6.0645 | 0 | 137.7267 | 6.0645 | 0 | 0 | 0 | 6.0645
|  |  | 6.9622 | 124.5344 | 117.5722 | 172.5998 | 84.6504 | 0 | 382.6192 | 39.8839 | 32.9217 | 165.6376 | 6.9622 | 0 | 0 | 0 | 39.8839
|  |  | 9.2104 | 122.9781 | 113.7677 | 263.08 | 0 | 0 | 382.6192 | 122.9781 | 113.7677 | 253.8695 | 9.2104 | 0 | 0 | 0 | 122.9781
|  |  | 12.2202 | 113.7999 | 101.5796 | 203.9266 | 0 | 0 | 382.6192 | 113.7999 | 101.5796 | 37.8497 | 12.2202 | 153.8567 | 0 | 138.471 | 113.7999
|  |  | 15.3949 | 95.7102 | 80.3153 | 139.9131 | 0 | 0 | 382.6192 | 95.7102 | 80.3153 | 0 | 15.3949 | 124.5182 | 0 | 250.5374 | 95.7102
|  |  | 18.6761 | 74.6956 | 56.0195 | 73.2303 | 0 | 0 | 382.6192 | 74.6956 | 56.0195 | 0 | 18.6761 | 54.5542 | 0 | 299.6361 | 74.6956
|  |  | 22.1391 | 52.6032 | 30.4641 | 45.9578 | 0 | 0 | 382.6192 | 52.6032 | 30.4641 | 0 | 22.1391 | 23.8187 | 0 | 321.0729 | 52.6032
|  |  | 26.0591 | 26.9889 | 0.92974 | 65.4993 | 0 | 0 | 382.6192 | 26.9889 | 0.92974 | 0 | 26.0591 | 39.4402 | 0 | 356.5691 | 26.9889
|  |  | 29.8278 | 8.1108 | -21.717 | 4.1551 | 0 | 21.717 | 358.4892 | 8.1108 | 0 | 0 | 4.1551 | 0 | 25.6727 | 328.0438 | 8.1108
|  |  | 32.3465 | 0.53198 | -31.8145 | 0 | 0 | 31.8145 | 323.1398 | 0.53198 | 0 | 0 | 0 | 0 | 32.3465 | 292.1033 | 0.53198
|  |  | 33.6507 | 0 | -33.6507 | 0 | 0 | 33.6507 | 285.7501 | 0 | 0 | 0 | 0 | 0 | 33.6507 | 254.7136 | 0
|  |  | 34.0882 | 0 | -34.0882 | 0 | 0 | 34.0882 | 247.8743 | 0 | 0 | 0 | 0 | 0 | 34.0882 | 216.8378 | 0
|  |  | 33.501 | 0 | -33.501 | 0 | 0 | 33.501 | 210.651 | 0 | 0 | 0 | 0 | 0 | 33.501 | 179.6145 | 0
|  |  | 32.1465 | 0 | -32.1465 | 0 | 0 | 32.1465 | 174.9327 | 0 | 0 | 0 | 0 | 0 | 32.1465 | 143.8962 | 0
|  |  | 24.0861 | 0 | -24.0861 | 0 | 0 | 24.0861 | 148.1704 | 0 | 0 | 0 | 0 | 0 | 24.0861 | 117.1339 | 0
|  |  | 22.6294 | 0 | -22.6294 | 0 | 0 | 22.6294 | 123.0266 | 0 | 0 | 0 | 0 | 0 | 22.6294 | 91.9901 | 0
|  |  | 20.8758 | 0 | -20.8758 | 0 | 0 | 20.8758 | 99.8313 | 0 | 0 | 0 | 0 | 0 | 20.8758 | 68.7948 | 0
|  |  | 18.9345 | 0 | -18.9345 | 0 | 0 | 18.9345 | 78.793 | 0 | 0 | 0 | 0 | 0 | 18.9345 | 47.7564 | 0
|  |  | 15.4144 | 0.3561 | -15.0583 | 0 | 0 | 15.0583 | 62.0615 | 0.3561 | 0 | 0 | 0 | 0 | 15.4144 | 30.6293 | 0.3561
|  |  | 11.7376 | 5.4507 | -6.2869 | 0 | 0 | 6.2869 | 55.0761 | 5.4507 | 0 | 0 | 0 | 0 | 11.7376 | 17.5875 | 5.4507
|  |  | 16.1057 | 21.4446 | 5.3388 | 0.27701 | 5.3388 | 0 | 59.881 | 16.1057 | 0 | 0 | 0.27701 | 0 | 15.8287 | 0 | 16.1057
|  |  | 19.9504 | 46.4232 | 26.4728 | 31.2009 | 26.4728 | 0 | 83.7065 | 19.9504 | 0 | 11.2506 | 19.9504 | 0 | 0 | 0 | 19.9504
|  |  | 26.3005 | 71.1452 | 44.8447 | 72.9784 | 44.8447 | 0 | 124.0667 | 26.3005 | 0 | 46.6779 | 26.3005 | 0 | 0 | 0 | 26.3005
|  |  | 31.0713 | 93.8534 | 62.7822 | 112.3133 | 62.7822 | 0 | 180.5707 | 31.0713 | 0 | 81.242 | 31.0713 | 0 | 0 | 0 | 31.0713
|  |  | 33.2435 | 114.7104 | 81.4668 | 142.7839 | 81.4668 | 0 | 253.8908 | 33.2435 | 0 | 109.5404 | 33.2435 | 0 | 0 | 0 | 33.2435
|  |  | 33.9264 | 124.8253 | 90.8989 | 163.6852 | 90.8989 | 0 | 335.6998 | 33.9264 | 0 | 129.7588 | 33.9264 | 0 | 0 | 0 | 33.9264
|  |  | 35.3688 | 116.1787 | 80.8099 | 160.0338 | 52.1327 | 0 | 382.6192 | 64.046 | 28.6772 | 124.665 | 35.3688 | 0 | 0 | 0 | 64.046
|  |  | 34.1685 | 106.145 | 71.9764 | 161.3433 | 0 | 0 | 382.6192 | 106.145 | 71.9764 | 4.817 | 34.1685 | 122.3578 | 0 | 110.122 | 106.145
|  |  | 35.1159 | 98.9677 | 63.8518 | 149.9861 | 0 | 0 | 382.6192 | 98.9677 | 63.8518 | 0 | 35.1159 | 114.8702 | 0 | 213.5051 | 98.9677
|  |  | 40.4938 | 78.7233 | 38.2294 | 121.4293 | 0 | 0 | 382.6192 | 78.7233 | 38.2294 | 0 | 40.4938 | 80.9354 | 0 | 286.347 | 78.7233
|  |  | 46.2897 | 51.8832 | 5.5935 | 88.6419 | 0 | 0 | 382.6192 | 51.8832 | 5.5935 | 0 | 46.2897 | 42.3522 | 0 | 324.464 | 51.8832
|  |  | 46.7678 | 26.4497 | -20.318 | 51.095 | 0 | 20.318 | 360.0437 | 26.4497 | 0 | 0 | 46.7678 | 4.3272 | 0 | 328.3585 | 26.4497
|  |  | 41.1187 | 7.8973 | -33.2214 | 1.6369 | 0 | 33.2214 | 323.131 | 7.8973 | 0 | 0 | 1.6369 | 0 | 39.4818 | 284.4898 | 7.8973
|  |  | 30.6708 | 0.71244 | -29.9583 | 0 | 0 | 29.9583 | 289.844 | 0.71244 | 0 | 0 | 0 | 0 | 30.6708 | 250.4112 | 0.71244
|  |  | 23.3615 | 0 | -23.3615 | 0 | 0 | 23.3615 | 263.8868 | 0 | 0 | 0 | 0 | 0 | 23.3615 | 224.4539 | 0
|  |  | 23.6941 | 0 | -23.6941 | 0 | 0 | 23.6941 | 237.5599 | 0 | 0 | 0 | 0 | 0 | 23.6941 | 198.1271 | 0
|  |  | 24.2768 | 0 | -24.2768 | 0 | 0 | 24.2768 | 210.5857 | 0 | 0 | 0 | 0 | 0 | 24.2768 | 171.1528 | 0
|  |  | 24.5562 | 0 | -24.5562 | 0 | 0 | 24.5562 | 183.3011 | 0 | 0 | 0 | 0 | 0 | 24.5562 | 143.8682 | 0
|  |  | 24.0861 | 0 | -24.0861 | 0 | 0 | 24.0861 | 156.5387 | 0 | 0 | 0 | 0 | 0 | 24.0861 | 117.1059 | 0
|  |  | 22.6294 | 0 | -22.6294 | 0 | 0 | 22.6294 | 131.395 | 0 | 0 | 0 | 0 | 0 | 22.6294 | 91.9621 | 0
|  |  | 20.8758 | 0 | -20.8758 | 0 | 0 | 20.8758 | 108.1997 | 0 | 0 | 0 | 0 | 0 | 20.8758 | 68.7668 | 0
|  |  | 18.9345 | 0 | -18.9345 | 0 | 0 | 18.9345 | 87.1613 | 0 | 0 | 0 | 0 | 0 | 18.9345 | 47.7285 | 0
|  |  | 15.4144 | 0.45554 | -14.9589 | 0 | 0 | 14.9589 | 70.5403 | 0.45554 | 0 | 0 | 0 | 0 | 15.4144 | 30.6013 | 0.45554
|  |  | 11.7376 | 5.9687 | -5.769 | 0 | 0 | 5.769 | 64.1304 | 5.9687 | 0 | 0 | 0 | 0 | 11.7376 | 17.5595 | 5.9687
|  |  | 16.1057 | 21.7012 | 5.5954 | 0.30219 | 5.5954 | 0 | 69.1662 | 16.1057 | 0 | 0 | 0.30219 | 0 | 15.8036 | 0 | 16.1057
|  |  | 19.9504 | 44.53 | 24.5796 | 50.4151 | 24.5796 | 0 | 91.2879 | 19.9504 | 0 | 30.4647 | 19.9504 | 0 | 0 | 0 | 19.9504
|  |  | 26.3005 | 70.1988 | 43.8983 | 103.0713 | 43.8983 | 0 | 130.7964 | 26.3005 | 0 | 76.7708 | 26.3005 | 0 | 0 | 0 | 26.3005
|  |  | 31.0713 | 96.6857 | 65.6144 | 161.444 | 65.6144 | 0 | 189.8494 | 31.0713 | 0 | 130.3727 | 31.0713 | 0 | 0 | 0 | 31.0713
|  |  | 33.2435 | 112.6674 | 79.4238 | 190.3282 | 79.4238 | 0 | 261.3308 | 33.2435 | 0 | 157.0846 | 33.2435 | 0 | 0 | 0 | 33.2435
|  |  | 33.9264 | 116.8517 | 82.9253 | 216.0645 | 82.9253 | 0 | 335.9636 | 33.9264 | 0 | 182.1381 | 33.9264 | 0 | 0 | 0 | 33.9264
|  |  | 35.3688 | 121.7087 | 86.34 | 224.4754 | 51.8396 | 0 | 382.6192 | 69.8692 | 34.5004 | 189.1067 | 35.3688 | 0 | 0 | 0 | 69.8692
|  |  | 34.1685 | 121.0444 | 86.8759 | 222.8638 | 0 | 0 | 382.6192 | 121.0444 | 86.8759 | 188.6952 | 34.1685 | 0 | 0 | 0 | 121.0444
|  |  | 35.1159 | 106.5049 | 71.389 | 203.4734 | 0 | 0 | 382.6192 | 106.5049 | 71.389 | 9.9609 | 35.1159 | 158.3966 | 0 | 142.5569 | 106.5049
|  |  | 40.4938 | 82.45 | 41.9562 | 162.7283 | 0 | 0 | 382.6192 | 82.45 | 41.9562 | 0 | 40.4938 | 122.2345 | 0 | 252.568 | 82.45
|  |  | 46.2897 | 57.372 | 11.0823 | 115.2596 | 0 | 0 | 382.6192 | 57.372 | 11.0823 | 0 | 46.2897 | 68.9699 | 0 | 314.6409 | 57.372
|  |  | 46.7678 | 31.9586 | -14.8091 | 62.3515 | 0 | 14.8091 | 366.1647 | 31.9586 | 0 | 0 | 46.7678 | 15.5837 | 0 | 328.6662 | 31.9586
|  |  | 41.1187 | 9.785 | -31.3337 | 1.385 | 0 | 31.3337 | 331.3495 | 9.785 | 0 | 0 | 1.385 | 0 | 39.7337 | 284.5177 | 9.785
|  |  | 30.6708 | 0.90434 | -29.7664 | 0 | 0 | 29.7664 | 298.2757 | 0.90434 | 0 | 0 | 0 | 0 | 30.6708 | 250.4391 | 0.90434
|  |  | 23.3615 | 0 | -23.3615 | 0 | 0 | 23.3615 | 272.3184 | 0 | 0 | 0 | 0 | 0 | 23.3615 | 224.4819 | 0
|  |  | 23.6941 | 0 | -23.6941 | 0 | 0 | 23.6941 | 245.9916 | 0 | 0 | 0 | 0 | 0 | 23.6941 | 198.1551 | 0
|  |  | 24.2768 | 0 | -24.2768 | 0 | 0 | 24.2768 | 219.0173 | 0 | 0 | 0 | 0 | 0 | 24.2768 | 171.1808 | 0
|  |  | 24.5562 | 0 | -24.5562 | 0 | 0 | 24.5562 | 191.7327 | 0 | 0 | 0 | 0 | 0 | 24.5562 | 143.8962 | 0
|  |  | 24.0861 | 0 | -24.0861 | 0 | 0 | 24.0861 | 164.9704 | 0 | 0 | 0 | 0 | 0 | 24.0861 | 117.1339 | 0
|  |  | 22.6294 | 0 | -22.6294 | 0 | 0 | 22.6294 | 139.8266 | 0 | 0 | 0 | 0 | 0 | 22.6294 | 91.9901 | 0
|  |  | 20.8758 | 0 | -20.8758 | 0 | 0 | 20.8758 | 116.6313 | 0 | 0 | 0 | 0 | 0 | 20.8758 | 68.7948 | 0
|  |  | 18.9345 | 0 | -18.9345 | 0 | 0 | 18.9345 | 95.593 | 0 | 0 | 0 | 0 | 0 | 18.9345 | 47.7564 | 0
|  |  | 15.4144 | 0.60278 | -14.8116 | 0 | 0 | 14.8116 | 79.1356 | 0.60278 | 0 | 0 | 0 | 0 | 15.4144 | 30.6293 | 0.60278
|  |  | 11.7376 | 6.8081 | -4.9295 | 0 | 0 | 4.9295 | 73.6583 | 6.8081 | 0 | 0 | 0 | 0 | 11.7376 | 17.5875 | 6.8081
|  |  | 16.1057 | 22.9825 | 6.8767 | 0.27701 | 6.8767 | 0 | 79.8474 | 16.1057 | 0 | 0 | 0.27701 | 0 | 15.8287 | 0 | 16.1057
|  |  | 19.9504 | 45.5593 | 25.6089 | 50.3899 | 25.6089 | 0 | 102.8954 | 19.9504 | 0 | 30.4395 | 19.9504 | 0 | 0 | 0 | 19.9504
|  |  | 26.3005 | 73.2739 | 46.9733 | 101.5856 | 46.9733 | 0 | 145.1714 | 26.3005 | 0 | 75.2851 | 26.3005 | 0 | 0 | 0 | 26.3005
|  |  | 31.0713 | 98.1044 | 67.0332 | 135.5566 | 67.0332 | 0 | 205.5013 | 31.0713 | 0 | 104.4853 | 31.0713 | 0 | 0 | 0 | 31.0713
|  |  | 33.2435 | 116.4514 | 83.2079 | 178.7947 | 83.2079 | 0 | 280.3884 | 33.2435 | 0 | 145.5511 | 33.2435 | 0 | 0 | 0 | 33.2435
|  |  | 33.9264 | 129.8985 | 95.9721 | 201.0307 | 95.9721 | 0 | 366.7633 | 33.9264 | 0 | 167.1042 | 33.9264 | 0 | 0 | 0 | 33.9264
|  |  | 35.3688 | 132.7635 | 97.3947 | 217.2985 | 17.6178 | 0 | 382.6192 | 115.1457 | 79.7769 | 181.9297 | 35.3688 | 0 | 0 | 0 | 115.1457
|  |  | 34.1685 | 123.7695 | 89.6009 | 224.9791 | 0 | 0 | 382.6192 | 123.7695 | 89.6009 | 190.8105 | 34.1685 | 0 | 0 | 0 | 123.7695
|  |  | 35.1159 | 106.4496 | 71.3337 | 212.4383 | 0 | 0 | 382.6192 | 106.4496 | 71.3337 | 65.2193 | 35.1159 | 112.1031 | 0 | 100.8927 | 106.4496
|  |  | 40.4938 | 86.2412 | 45.7474 | 185.7198 | 0 | 0 | 382.6192 | 86.2412 | 45.7474 | 0 | 40.4938 | 145.226 | 0 | 231.5961 | 86.2412
|  |  | 46.2897 | 60.805 | 14.5153 | 129.7898 | 0 | 0 | 382.6192 | 60.805 | 14.5153 | 0 | 46.2897 | 83.5001 | 0 | 306.7462 | 60.805
|  |  | 46.7678 | 31.948 | -14.8198 | 70.2839 | 0 | 14.8198 | 366.1528 | 31.948 | 0 | 0 | 46.7678 | 23.5162 | 0 | 327.9108 | 31.948
|  |  | 41.1187 | 10.0366 | -31.0821 | 1.939 | 0 | 31.0821 | 331.6172 | 10.0366 | 0 | 0 | 1.939 | 0 | 39.1796 | 284.3778 | 10.0366
|  |  | 30.6708 | 1.0363 | -29.6345 | 0 | 0 | 29.6345 | 298.69 | 1.0363 | 0 | 0 | 0 | 0 | 30.6708 | 250.2992 | 1.0363
|  |  | 23.3615 | 0 | -23.3615 | 0 | 0 | 23.3615 | 272.7327 | 0 | 0 | 0 | 0 | 0 | 23.3615 | 224.342 | 0
|  |  | 23.6941 | 0 | -23.6941 | 0 | 0 | 23.6941 | 246.4059 | 0 | 0 | 0 | 0 | 0 | 23.6941 | 198.0152 | 0
|  |  | 24.2768 | 0 | -24.2768 | 0 | 0 | 24.2768 | 219.4316 | 0 | 0 | 0 | 0 | 0 | 24.2768 | 171.0409 | 0
|  |  | 24.5562 | 0 | -24.5562 | 0 | 0 | 24.5562 | 192.147 | 0 | 0 | 0 | 0 | 0 | 24.5562 | 143.7563 | 0
|  |  | 24.0861 | 0 | -24.0861 | 0 | 0 | 24.0861 | 165.3847 | 0 | 0 | 0 | 0 | 0 | 24.0861 | 116.994 | 0
|  |  | 22.6294 | 0 | -22.6294 | 0 | 0 | 22.6294 | 140.2409 | 0 | 0 | 0 | 0 | 0 | 22.6294 | 91.8502 | 0
|  |  | 20.8758 | 0 | -20.8758 | 0 | 0 | 20.8758 | 117.0456 | 0 | 0 | 0 | 0 | 0 | 20.8758 | 68.6549 | 0
|  |  | 18.9345 | 0 | -18.9345 | 0 | 0 | 18.9345 | 96.0073 | 0 | 0 | 0 | 0 | 0 | 18.9345 | 47.6165 | 0
|  |  | 15.4144 | 0.1963 | -15.2181 | 0 | 0 | 15.2181 | 79.0983 | 0.1963 | 0 | 0 | 0 | 0 | 15.4144 | 30.4894 | 0.1963
|  |  | 11.7376 | 6.509 | -5.2286 | 0 | 0 | 5.2286 | 73.2887 | 6.509 | 0 | 0 | 0 | 0 | 11.7376 | 17.4476 | 6.509
|  |  | 16.1057 | 23.4245 | 7.3187 | 0.40292 | 7.3187 | 0 | 79.8756 | 16.1057 | 0 | 0 | 0.40292 | 0 | 15.7028 | 0 | 16.1057
|  |  | 19.9504 | 46.62 | 26.6696 | 25.8119 | 26.6696 | 0 | 103.8782 | 19.9504 | 0 | 5.8615 | 19.9504 | 0 | 0 | 0 | 19.9504
|  |  | 26.3005 | 71.7829 | 45.4824 | 58.7504 | 45.4824 | 0 | 144.8123 | 26.3005 | 0 | 32.4499 | 26.3005 | 0 | 0 | 0 | 26.3005
|  |  | 31.0713 | 97.1737 | 66.1024 | 84.2601 | 66.1024 | 0 | 204.3045 | 31.0713 | 0 | 53.1888 | 31.0713 | 0 | 0 | 0 | 31.0713
|  |  | 33.2435 | 115.7449 | 82.5014 | 149.9105 | 82.5014 | 0 | 278.5558 | 33.2435 | 0 | 107.7267 | 33.2435 | 8.9403 | 0 | 8.0463 | 33.2435
|  |  | 33.9264 | 125.0366 | 91.1101 | 126.8938 | 91.1101 | 0 | 360.5549 | 33.9264 | 0 | 0 | 33.9264 | 92.9674 | 0 | 91.7169 | 33.9264
|  |  | 35.3688 | 128.0668 | 92.698 | 129.0092 | 24.5159 | 0 | 382.6192 | 103.5508 | 68.182 | 0 | 35.3688 | 93.6404 | 0 | 175.9933 | 103.5508
|  |  | 34.1685 | 119.6391 | 85.4706 | 116.8713 | 0 | 0 | 382.6192 | 119.6391 | 85.4706 | 0 | 34.1685 | 82.7027 | 0 | 250.4257 | 119.6391
|  |  | 35.1159 | 102.7834 | 67.6675 | 78.6948 | 0 | 0 | 382.6192 | 102.7834 | 67.6675 | 0 | 35.1159 | 43.5789 | 0 | 289.6468 | 102.7834
|  |  | 40.4938 | 84.0827 | 43.5888 | 97.2542 | 0 | 0 | 382.6192 | 84.0827 | 43.5888 | 0 | 40.4938 | 56.7604 | 0 | 340.7311 | 84.0827
|  |  | 46.2897 | 58.5797 | 12.29 | 62.704 | 0 | 0 | 382.6192 | 58.5797 | 12.29 | 0 | 46.2897 | 16.4144 | 0 | 355.5041 | 58.5797
|  |  | 46.7678 | 30.0796 | -16.6882 | 23.2937 | 0 | 16.6882 | 364.0768 | 30.0796 | 0 | 0 | 23.2937 | 0 | 23.4741 | 329.4217 | 30.0796
|  |  | 41.1187 | 9.6239 | -31.4948 | 0.70511 | 0 | 31.4948 | 329.0826 | 9.6239 | 0 | 0 | 0.70511 | 0 | 40.4136 | 284.5177 | 9.6239
|  |  | 30.6708 | 1.0618 | -29.609 | 0 | 0 | 29.609 | 296.1837 | 1.0618 | 0 | 0 | 0 | 0 | 30.6708 | 250.4391 | 1.0618
|  |  | 23.3615 | 0 | -23.3615 | 0 | 0 | 23.3615 | 270.2265 | 0 | 0 | 0 | 0 | 0 | 23.3615 | 224.4819 | 0
|  |  | 23.6941 | 0 | -23.6941 | 0 | 0 | 23.6941 | 243.8997 | 0 | 0 | 0 | 0 | 0 | 23.6941 | 198.1551 | 0
|  |  | 24.2768 | 0 | -24.2768 | 0 | 0 | 24.2768 | 216.9254 | 0 | 0 | 0 | 0 | 0 | 24.2768 | 171.1808 | 0
|  |  | 24.5562 | 0 | -24.5562 | 0 | 0 | 24.5562 | 189.6408 | 0 | 0 | 0 | 0 | 0 | 24.5562 | 143.8962 | 0
|  |  | 24.0861 | 0 | -24.0861 | 0 | 0 | 24.0861 | 162.8785 | 0 | 0 | 0 | 0 | 0 | 24.0861 | 117.1339 | 0
|  |  | 22.6294 | 0 | -22.6294 | 0 | 0 | 22.6294 | 137.7347 | 0 | 0 | 0 | 0 | 0 | 22.6294 | 91.9901 | 0
|  |  | 20.8758 | 0 | -20.8758 | 0 | 0 | 20.8758 | 114.5394 | 0 | 0 | 0 | 0 | 0 | 20.8758 | 68.7948 | 0
|  |  | 18.9345 | 0 | -18.9345 | 0 | 0 | 18.9345 | 93.5011 | 0 | 0 | 0 | 0 | 0 | 18.9345 | 47.7564 | 0
|  |  | 15.4144 | 0.12714 | -15.2873 | 0 | 0 | 15.2873 | 76.5152 | 0.12714 | 0 | 0 | 0 | 0 | 15.4144 | 30.6293 | 0.12714
|  |  | 11.7376 | 6.4608 | -5.2769 | 0 | 0 | 5.2769 | 70.652 | 6.4608 | 0 | 0 | 0 | 0 | 11.7376 | 17.5875 | 6.4608
|  |  | 16.1057 | 23.9679 | 7.8621 | 0.27701 | 7.8621 | 0 | 77.7279 | 16.1057 | 0 | 0 | 0.27701 | 0 | 15.8287 | 0 | 16.1057
|  |  | 19.9504 | 52.0344 | 32.084 | 62.9055 | 32.084 | 0 | 106.6035 | 19.9504 | 0 | 42.9551 | 19.9504 | 0 | 0 | 0 | 19.9504
|  |  | 26.3005 | 82.2909 | 55.9904 | 134.4234 | 55.9904 | 0 | 156.9949 | 26.3005 | 0 | 108.1228 | 26.3005 | 0 | 0 | 0 | 26.3005
|  |  | 31.0713 | 106.4002 | 75.329 | 197.1778 | 75.329 | 0 | 224.791 | 31.0713 | 0 | 166.1065 | 31.0713 | 0 | 0 | 0 | 31.0713
|  |  | 33.2435 | 123.8734 | 90.6299 | 245.3264 | 90.6299 | 0 | 306.3578 | 33.2435 | 0 | 212.0829 | 33.2435 | 0 | 0 | 0 | 33.2435
|  |  | 33.9264 | 130.9085 | 96.9821 | 275.8978 | 84.7349 | 0 | 382.6192 | 46.1736 | 12.2471 | 241.9714 | 33.9264 | 0 | 0 | 0 | 46.1736
|  |  | 35.3688 | 130.1461 | 94.7773 | 287.5572 | 0 | 0 | 382.6192 | 130.1461 | 94.7773 | 252.1884 | 35.3688 | 0 | 0 | 0 | 130.1461
|  |  | 34.1685 | 122.0577 | 87.8892 | 279.3226 | 0 | 0 | 382.6192 | 122.0577 | 87.8892 | 245.154 | 34.1685 | 0 | 0 | 0 | 122.0577
|  |  | 35.1159 | 105.1399 | 70.024 | 252.7048 | 0 | 0 | 382.6192 | 105.1399 | 70.024 | 126.5203 | 35.1159 | 91.0687 | 0 | 81.9618 | 105.1399
|  |  | 40.4938 | 82.7201 | 42.2262 | 207.2507 | 0 | 0 | 382.6192 | 82.7201 | 42.2262 | 0 | 40.4938 | 166.7569 | 0 | 232.043 | 82.7201
|  |  | 46.2897 | 58.3619 | 12.0722 | 147.0397 | 0 | 0 | 382.6192 | 58.3619 | 12.0722 | 0 | 46.2897 | 100.75 | 0 | 322.718 | 58.3619
|  |  | 46.7678 | 32.1331 | -14.6347 | 76.8565 | 0 | 14.6347 | 366.3584 | 32.1331 | 0 | 0 | 46.7678 | 30.0887 | 0 | 349.7979 | 32.1331
|  |  | 41.1187 | 9.9769 | -31.1418 | 1.1584 | 0 | 31.1418 | 331.7564 | 9.9769 | 0 | 0 | 1.1584 | 0 | 39.9603 | 305.3976 | 9.9769
|  |  | 30.6708 | 1.1693 | -29.5014 | 0 | 0 | 29.5014 | 298.9771 | 1.1693 | 0 | 0 | 0 | 0 | 30.6708 | 271.319 | 1.1693
|  |  | 23.3615 | 0 | -23.3615 | 0 | 0 | 23.3615 | 273.0198 | 0 | 0 | 0 | 0 | 0 | 23.3615 | 245.3617 | 0
|  |  | 23.6941 | 0 | -23.6941 | 0 | 0 | 23.6941 | 246.693 | 0 | 0 | 0 | 0 | 0 | 23.6941 | 219.0349 | 0
|  |  | 24.2768 | 0 | -24.2768 | 0 | 0 | 24.2768 | 219.7187 | 0 | 0 | 0 | 0 | 0 | 24.2768 | 192.0606 | 0
|  |  | 24.5562 | 0 | -24.5562 | 0 | 0 | 24.5562 | 192.4341 | 0 | 0 | 0 | 0 | 0 | 24.5562 | 164.776 | 0
|  |  | 30.2465 | 0 | -30.2465 | 0 | 0 | 30.2465 | 158.8269 | 0 | 0 | 0 | 0 | 0 | 30.2465 | 131.1688 | 0
|  |  | 28.1491 | 0 | -28.1491 | 0 | 0 | 28.1491 | 127.5501 | 0 | 0 | 0 | 0 | 0 | 28.1491 | 99.892 | 0
|  |  | 25.2107 | 0 | -25.2107 | 0 | 0 | 25.2107 | 99.5382 | 0 | 0 | 0 | 0 | 0 | 25.2107 | 71.8801 | 0
|  |  | 21.4417 | 0 | -21.4417 | 0 | 0 | 21.4417 | 75.7142 | 0 | 0 | 0 | 0 | 0 | 21.4417 | 48.0561 | 0
|  |  | 17.5188 | 0.25865 | -17.2602 | 0 | 0 | 17.2602 | 56.5362 | 0.25865 | 0 | 0 | 0 | 0 | 17.5188 | 28.5907 | 0.25865
|  |  | 14.3414 | 5.6596 | -8.6817 | 0 | 0 | 8.6817 | 46.8898 | 5.6596 | 0 | 0 | 0 | 0 | 14.3414 | 12.6558 | 5.6596
|  |  | 11.6673 | 19.7369 | 8.0697 | 0.27701 | 8.0697 | 0 | 54.1525 | 11.6673 | 0 | 0 | 0.27701 | 0 | 11.3903 | 0 | 11.6673
|  |  | 9.167 | 40.9236 | 31.7567 | 21.8583 | 31.7567 | 0 | 82.7335 | 9.167 | 0 | 12.6913 | 9.167 | 0 | 0 | 0 | 9.167
|  |  | 7.1962 | 66.0305 | 58.8343 | 52.9837 | 58.8343 | 0 | 135.6843 | 7.1962 | 0 | 45.7874 | 7.1962 | 0 | 0 | 0 | 7.1962
|  |  | 6.03 | 91.266 | 85.236 | 71.5934 | 85.236 | 0 | 212.3967 | 6.03 | 0 | 65.5634 | 6.03 | 0 | 0 | 0 | 6.03
|  |  | 6.0645 | 112.4647 | 106.4003 | 104.8845 | 106.4003 | 0 | 308.157 | 6.0645 | 0 | 98.82 | 6.0645 | 0 | 0 | 0 | 6.0645
|  |  | 6.9622 | 122.9804 | 116.0182 | 112.4392 | 82.7359 | 0 | 382.6192 | 40.2446 | 33.2824 | 57.5337 | 6.9622 | 47.9433 | 0 | 43.149 | 40.2446
|  |  | 9.2104 | 120.3809 | 111.1705 | 119.6161 | 0 | 0 | 382.6192 | 120.3809 | 111.1705 | 0 | 9.2104 | 110.4057 | 0 | 142.5141 | 120.3809
|  |  | 12.2202 | 114.052 | 101.8318 | 120.2709 | 0 | 0 | 382.6192 | 114.052 | 101.8318 | 0 | 12.2202 | 108.0507 | 0 | 239.7597 | 114.052
|  |  | 15.3949 | 100.3934 | 84.9985 | 98.8407 | 0 | 0 | 382.6192 | 100.3934 | 84.9985 | 0 | 15.3949 | 83.4458 | 0 | 314.8609 | 100.3934
|  |  | 18.6761 | 76.5485 | 57.8724 | 80.4324 | 0 | 0 | 382.6192 | 76.5485 | 57.8724 | 0 | 18.6761 | 61.7563 | 0 | 370.4416 | 76.5485
|  |  | 22.1391 | 52.0177 | 29.8786 | 48.3249 | 0 | 0 | 382.6192 | 52.0177 | 29.8786 | 0 | 22.1391 | 26.1858 | 0 | 394.0088 | 52.0177
|  |  | 26.0591 | 27.6416 | 1.5824 | 20.297 | 0 | 0 | 382.6192 | 27.6416 | 1.5824 | 0 | 20.297 | 0 | 5.7622 | 387.6064 | 27.6416
|  |  | 29.8278 | 8.9357 | -20.8921 | 0.65474 | 0 | 20.8921 | 359.4058 | 8.9357 | 0 | 0 | 0.65474 | 0 | 29.1731 | 355.1919 | 8.9357
|  |  | 32.3465 | 1.1468 | -31.1996 | 0 | 0 | 31.1996 | 324.7396 | 1.1468 | 0 | 0 | 0 | 0 | 32.3465 | 319.2513 | 1.1468
|  |  | 33.6507 | 0 | -33.6507 | 0 | 0 | 33.6507 | 287.3499 | 0 | 0 | 0 | 0 | 0 | 33.6507 | 281.8617 | 0
|  |  | 34.0882 | 0 | -34.0882 | 0 | 0 | 34.0882 | 249.4741 | 0 | 0 | 0 | 0 | 0 | 34.0882 | 243.9859 | 0
|  |  | 33.501 | 0 | -33.501 | 0 | 0 | 33.501 | 212.2508 | 0 | 0 | 0 | 0 | 0 | 33.501 | 206.7626 | 0
|  |  | 32.1465 | 0 | -32.1465 | 0 | 0 | 32.1465 | 176.5325 | 0 | 0 | 0 | 0 | 0 | 32.1465 | 171.0442 | 0
|  |  | 30.2465 | 0 | -30.2465 | 0 | 0 | 30.2465 | 142.9253 | 0 | 0 | 0 | 0 | 0 | 30.2465 | 137.4371 | 0
|  |  | 28.1491 | 0 | -28.1491 | 0 | 0 | 28.1491 | 111.6485 | 0 | 0 | 0 | 0 | 0 | 28.1491 | 106.1603 | 0
|  |  | 25.2107 | 0 | -25.2107 | 0 | 0 | 25.2107 | 83.6366 | 0 | 0 | 0 | 0 | 0 | 25.2107 | 78.1484 | 0
|  |  | 21.4417 | 0 | -21.4417 | 0 | 0 | 21.4417 | 59.8126 | 0 | 0 | 0 | 0 | 0 | 21.4417 | 54.3243 | 0
|  |  | 17.5188 | 0.41441 | -17.1044 | 0 | 0 | 17.1044 | 40.8076 | 0.41441 | 0 | 0 | 0 | 0 | 17.5188 | 34.859 | 0.41441
|  |  | 14.3414 | 7.0441 | -7.2973 | 0 | 0 | 7.2973 | 32.6996 | 7.0441 | 0 | 0 | 0 | 0 | 14.3414 | 18.9241 | 7.0441
|  |  | 11.6673 | 23.6529 | 11.9857 | 0.27701 | 11.9857 | 0 | 43.4867 | 11.6673 | 0 | 0 | 0.27701 | 0 | 11.3903 | 6.2683 | 11.6673
|  |  | 9.167 | 45.3887 | 36.2217 | 3.5255 | 36.2217 | 0 | 76.0862 | 9.167 | 0 | 0 | 3.5255 | 0 | 5.6414 | 0 | 9.167
|  |  | 7.1962 | 68.5483 | 61.3521 | 8.9649 | 61.3521 | 0 | 131.3031 | 7.1962 | 0 | 1.7687 | 7.1962 | 0 | 0 | 0 | 7.1962
|  |  | 6.03 | 86.6624 | 80.6324 | 14.0014 | 80.6324 | 0 | 203.8723 | 6.03 | 0 | 7.9714 | 6.03 | 0 | 0 | 0 | 6.03
|  |  | 6.0645 | 97.9557 | 91.8912 | 49.9366 | 91.8912 | 0 | 286.5744 | 6.0645 | 0 | 43.8721 | 6.0645 | 0 | 0 | 0 | 6.0645
|  |  | 6.9622 | 111.4983 | 104.5361 | 181.9424 | 104.5361 | 0 | 380.6569 | 6.9622 | 0 | 174.9803 | 6.9622 | 0 | 0 | 0 | 6.9622
|  |  | 9.2104 | 113.4598 | 104.2494 | 217.7266 | 2.1804 | 0 | 382.6192 | 111.2794 | 102.069 | 208.5161 | 9.2104 | 0 | 0 | 0 | 111.2794
|  |  | 12.2202 | 98.48 | 86.2598 | 82.4974 | 0 | 0 | 382.6192 | 98.48 | 86.2598 | 70.2771 | 12.2202 | 0 | 0 | 0 | 98.48
|  |  | 15.3949 | 80.6183 | 65.2234 | 142.6832 | 0 | 0 | 382.6192 | 80.6183 | 65.2234 | 88.2029 | 15.3949 | 39.0854 | 0 | 35.1768 | 80.6183
|  |  | 18.6761 | 61.3846 | 42.7085 | 159.4294 | 0 | 0 | 382.6192 | 61.3846 | 42.7085 | 0 | 18.6761 | 140.7533 | 0 | 161.8548 | 61.3846
|  |  | 22.1391 | 44.2357 | 22.0966 | 167.236 | 0 | 0 | 382.6192 | 44.2357 | 22.0966 | 0 | 22.1391 | 145.0968 | 0 | 292.442 | 44.2357
|  |  | 26.0591 | 26.8429 | 0.78374 | 88.793 | 0 | 0 | 382.6192 | 26.8429 | 0.78374 | 0 | 26.0591 | 62.7338 | 0 | 348.9024 | 26.8429
|  |  | 29.8278 | 9.8535 | -19.9743 | 11.0047 | 0 | 19.9743 | 360.4255 | 9.8535 | 0 | 0 | 11.0047 | 0 | 18.8231 | 327.9878 | 9.8535
|  |  | 32.3465 | 1.4377 | -30.9088 | 0 | 0 | 30.9088 | 326.0825 | 1.4377 | 0 | 0 | 0 | 0 | 32.3465 | 292.0473 | 1.4377
|  |  | 33.6507 | 0 | -33.6507 | 0 | 0 | 33.6507 | 288.6928 | 0 | 0 | 0 | 0 | 0 | 33.6507 | 254.6576 | 0
|  |  | 34.0882 | 0 | -34.0882 | 0 | 0 | 34.0882 | 250.817 | 0 | 0 | 0 | 0 | 0 | 34.0882 | 216.7818 | 0
|  |  | 33.501 | 0 | -33.501 | 0 | 0 | 33.501 | 213.5937 | 0 | 0 | 0 | 0 | 0 | 33.501 | 179.5585 | 0
|  |  | 32.1465 | 0 | -32.1465 | 0 | 0 | 32.1465 | 177.8754 | 0 | 0 | 0 | 0 | 0 | 32.1465 | 143.8402 | 0
|  |  | 24.0861 | 0 | -24.0861 | 0 | 0 | 24.0861 | 151.1131 | 0 | 0 | 0 | 0 | 0 | 24.0861 | 117.0779 | 0
|  |  | 22.6294 | 0 | -22.6294 | 0 | 0 | 22.6294 | 125.9693 | 0 | 0 | 0 | 0 | 0 | 22.6294 | 91.9341 | 0
|  |  | 20.8758 | 0 | -20.8758 | 0 | 0 | 20.8758 | 102.774 | 0 | 0 | 0 | 0 | 0 | 20.8758 | 68.7388 | 0
|  |  | 18.9345 | 0 | -18.9345 | 0 | 0 | 18.9345 | 81.7357 | 0 | 0 | 0 | 0 | 0 | 18.9345 | 47.7005 | 0
|  |  | 15.4144 | 0.46271 | -14.9517 | 0 | 0 | 14.9517 | 65.1227 | 0.46271 | 0 | 0 | 0 | 0 | 15.4144 | 30.5733 | 0.46271
|  |  | 11.7376 | 5.2696 | -6.4681 | 0 | 0 | 6.4681 | 57.9359 | 5.2696 | 0 | 0 | 0 | 0 | 11.7376 | 17.5315 | 5.2696
|  |  | 16.1057 | 17.544 | 1.4382 | 0.32737 | 1.4382 | 0 | 59.2303 | 16.1057 | 0 | 0 | 0.32737 | 0 | 15.7784 | 0 | 16.1057
|  |  | 19.9504 | 38.4088 | 18.4584 | 76.0003 | 18.4584 | 0 | 75.8429 | 19.9504 | 0 | 56.0499 | 19.9504 | 0 | 0 | 0 | 19.9504
|  |  | 26.3005 | 58.4522 | 32.1516 | 159.8323 | 32.1516 | 0 | 104.7794 | 26.3005 | 0 | 133.5318 | 26.3005 | 0 | 0 | 0 | 26.3005
|  |  | 31.0713 | 73.8575 | 42.7862 | 230.8717 | 42.7862 | 0 | 143.287 | 31.0713 | 0 | 199.8005 | 31.0713 | 0 | 0 | 0 | 31.0713
|  |  | 33.2435 | 90.5655 | 57.3219 | 282.6718 | 57.3219 | 0 | 194.8767 | 33.2435 | 0 | 249.4283 | 33.2435 | 0 | 0 | 0 | 33.2435
|  |  | 33.9264 | 99.4358 | 65.5094 | 170.3082 | 65.5094 | 0 | 253.8351 | 33.9264 | 0 | 136.3818 | 33.9264 | 0 | 0 | 0 | 33.9264
|  |  | 35.3688 | 101.9811 | 66.6123 | 174.9669 | 66.6123 | 0 | 313.7863 | 35.3688 | 0 | 113.4495 | 35.3688 | 26.1486 | 0 | 23.5338 | 35.3688
|  |  | 34.1685 | 99.6321 | 65.4636 | 169.3513 | 65.4636 | 0 | 372.7035 | 34.1685 | 0 | 0 | 34.1685 | 135.1827 | 0 | 145.1982 | 34.1685
|  |  | 35.1159 | 87.3231 | 52.2072 | 145.4029 | 11.0175 | 0 | 382.6192 | 76.3056 | 41.1897 | 0 | 35.1159 | 110.287 | 0 | 244.4565 | 76.3056
|  |  | 40.4938 | 70.6525 | 30.1586 | 113.6731 | 0 | 0 | 382.6192 | 70.6525 | 30.1586 | 0 | 40.4938 | 73.1793 | 0 | 310.3178 | 70.6525
|  |  | 46.2897 | 50.9114 | 4.6217 | 77.6875 | 0 | 0 | 382.6192 | 50.9114 | 4.6217 | 0 | 46.2897 | 31.3979 | 0 | 338.5759 | 50.9114
|  |  | 46.7678 | 28.3678 | -18.4 | 38.4031 | 0 | 18.4 | 362.1748 | 28.3678 | 0 | 0 | 38.4031 | 0 | 8.3647 | 329.2818 | 28.3678
|  |  | 41.1187 | 9.7888 | -31.3299 | 0.80584 | 0 | 31.3299 | 327.3638 | 9.7888 | 0 | 0 | 0.80584 | 0 | 40.3128 | 284.4898 | 9.7888
|  |  | 30.6708 | 1.4047 | -29.2661 | 0 | 0 | 29.2661 | 294.8459 | 1.4047 | 0 | 0 | 0 | 0 | 30.6708 | 250.4112 | 1.4047
|  |  | 23.3615 | 0 | -23.3615 | 0 | 0 | 23.3615 | 268.8887 | 0 | 0 | 0 | 0 | 0 | 23.3615 | 224.4539 | 0
|  |  | 23.6941 | 0 | -23.6941 | 0 | 0 | 23.6941 | 242.5618 | 0 | 0 | 0 | 0 | 0 | 23.6941 | 198.1271 | 0
|  |  | 24.2768 | 0 | -24.2768 | 0 | 0 | 24.2768 | 215.5876 | 0 | 0 | 0 | 0 | 0 | 24.2768 | 171.1528 | 0
|  |  | 24.5562 | 0 | -24.5562 | 0 | 0 | 24.5562 | 188.303 | 0 | 0 | 0 | 0 | 0 | 24.5562 | 143.8682 | 0
|  |  | 24.0861 | 0 | -24.0861 | 0 | 0 | 24.0861 | 161.5406 | 0 | 0 | 0 | 0 | 0 | 24.0861 | 117.1059 | 0
|  |  | 22.6294 | 0 | -22.6294 | 0 | 0 | 22.6294 | 136.3969 | 0 | 0 | 0 | 0 | 0 | 22.6294 | 91.9621 | 0
|  |  | 20.8758 | 0 | -20.8758 | 0 | 0 | 20.8758 | 113.2016 | 0 | 0 | 0 | 0 | 0 | 20.8758 | 68.7668 | 0
|  |  | 18.9345 | 0 | -18.9345 | 0 | 0 | 18.9345 | 92.1632 | 0 | 0 | 0 | 0 | 0 | 18.9345 | 47.7285 | 0
|  |  | 15.4144 | 0.6584 | -14.756 | 0 | 0 | 14.756 | 75.7676 | 0.6584 | 0 | 0 | 0 | 0 | 15.4144 | 30.6013 | 0.6584
|  |  | 11.7376 | 7.2726 | -4.465 | 0 | 0 | 4.465 | 70.8065 | 7.2726 | 0 | 0 | 0 | 0 | 11.7376 | 17.5595 | 7.2726
|  |  | 16.1057 | 23.4854 | 7.3796 | 0.30219 | 7.3796 | 0 | 77.4482 | 16.1057 | 0 | 0 | 0.30219 | 0 | 15.8036 | 0 | 16.1057
|  |  | 19.9504 | 46.9957 | 27.0453 | 66.2799 | 27.0453 | 0 | 101.7889 | 19.9504 | 0 | 46.3296 | 19.9504 | 0 | 0 | 0 | 19.9504
|  |  | 26.3005 | 68.3168 | 42.0162 | 137.5208 | 42.0162 | 0 | 139.6036 | 26.3005 | 0 | 111.2203 | 26.3005 | 0 | 0 | 0 | 26.3005
|  |  | 31.0713 | 86.9435 | 55.8722 | 200.804 | 55.8722 | 0 | 189.8886 | 31.0713 | 0 | 169.7327 | 31.0713 | 0 | 0 | 0 | 31.0713
|  |  | 33.2435 | 110.7118 | 77.4682 | 248.3987 | 77.4682 | 0 | 259.61 | 33.2435 | 0 | 215.1551 | 33.2435 | 0 | 0 | 0 | 33.2435
|  |  | 33.9264 | 124.4128 | 90.4864 | 279.3478 | 90.4864 | 0 | 341.0477 | 33.9264 | 0 | 245.4213 | 33.9264 | 0 | 0 | 0 | 33.9264
|  |  | 35.3688 | 124.0076 | 88.6388 | 289.8488 | 46.1906 | 0 | 382.6192 | 77.817 | 42.4482 | 254.48 | 35.3688 | 0 | 0 | 0 | 77.817
|  |  | 34.1685 | 113.2247 | 79.0562 | 282.1934 | 0 | 0 | 382.6192 | 113.2247 | 79.0562 | 248.0248 | 34.1685 | 0 | 0 | 0 | 113.2247
|  |  | 35.1159 | 96.2373 | 61.1214 | 255.8275 | 0 | 0 | 382.6192 | 96.2373 | 61.1214 | 164.9716 | 35.1159 | 55.74 | 0 | 50.166 | 96.2373
|  |  | 40.4938 | 77.9957 | 37.5018 | 211.1288 | 0 | 0 | 382.6192 | 77.9957 | 37.5018 | 0 | 40.4938 | 170.635 | 0 | 203.7374 | 77.9957
|  |  | 46.2897 | 54.7412 | 8.4515 | 151.2452 | 0 | 0 | 382.6192 | 54.7412 | 8.4515 | 0 | 46.2897 | 104.9555 | 0 | 298.1974 | 54.7412
|  |  | 46.7678 | 29.7208 | -17.047 | 80.6842 | 0 | 17.047 | 363.6781 | 29.7208 | 0 | 0 | 46.7678 | 33.9165 | 0 | 328.7222 | 29.7208
|  |  | 41.1187 | 9.9448 | -31.1739 | 1.1836 | 0 | 31.1739 | 329.0404 | 9.9448 | 0 | 0 | 1.1836 | 0 | 39.9351 | 284.3499 | 9.9448
|  |  | 30.6708 | 1.5374 | -29.1334 | 0 | 0 | 29.1334 | 296.67 | 1.5374 | 0 | 0 | 0 | 0 | 30.6708 | 250.2712 | 1.5374
|  |  | 23.3615 | 0 | -23.3615 | 0 | 0 | 23.3615 | 270.7127 | 0 | 0 | 0 | 0 | 0 | 23.3615 | 224.314 | 0
|  |  | 23.6941 | 0 | -23.6941 | 0 | 0 | 23.6941 | 244.3859 | 0 | 0 | 0 | 0 | 0 | 23.6941 | 197.9872 | 0
|  |  | 24.2768 | 0 | -24.2768 | 0 | 0 | 24.2768 | 217.4117 | 0 | 0 | 0 | 0 | 0 | 24.2768 | 171.0129 | 0
|  |  | 24.5562 | 0 | -24.5562 | 0 | 0 | 24.5562 | 190.127 | 0 | 0 | 0 | 0 | 0 | 24.5562 | 143.7283 | 0
|  |  | 24.0861 | 0 | -24.0861 | 0 | 0 | 24.0861 | 163.3647 | 0 | 0 | 0 | 0 | 0 | 24.0861 | 116.966 | 0
|  |  | 22.6294 | 0 | -22.6294 | 0 | 0 | 22.6294 | 138.221 | 0 | 0 | 0 | 0 | 0 | 22.6294 | 91.8222 | 0
|  |  | 20.8758 | 0 | -20.8758 | 0 | 0 | 20.8758 | 115.0257 | 0 | 0 | 0 | 0 | 0 | 20.8758 | 68.6269 | 0
|  |  | 18.9345 | 0 | -18.9345 | 0 | 0 | 18.9345 | 93.9873 | 0 | 0 | 0 | 0 | 0 | 18.9345 | 47.5886 | 0
|  |  | 15.4144 | 0.67771 | -14.7367 | 0 | 0 | 14.7367 | 77.6132 | 0.67771 | 0 | 0 | 0 | 0 | 15.4144 | 30.4614 | 0.67771
|  |  | 11.7376 | 6.3661 | -5.3716 | 0 | 0 | 5.3716 | 71.6448 | 6.3661 | 0 | 0 | 0 | 0 | 11.7376 | 17.4196 | 6.3661
|  |  | 16.1057 | 20.8019 | 4.6962 | 0.4281 | 4.6962 | 0 | 75.8713 | 16.1057 | 0 | 0 | 0.4281 | 0 | 15.6777 | 0 | 16.1057
|  |  | 19.9504 | 38.239 | 18.2887 | 60.7902 | 18.2887 | 0 | 92.3311 | 19.9504 | 0 | 40.8398 | 19.9504 | 0 | 0 | 0 | 19.9504
|  |  | 26.3005 | 53.5013 | 27.2008 | 127.0449 | 27.2008 | 0 | 116.8119 | 26.3005 | 0 | 100.7444 | 26.3005 | 0 | 0 | 0 | 26.3005
|  |  | 31.0713 | 63.8364 | 32.7651 | 185.6946 | 32.7651 | 0 | 146.3005 | 31.0713 | 0 | 154.6233 | 31.0713 | 0 | 0 | 0 | 31.0713
|  |  | 33.2435 | 74.2664 | 41.0228 | 230.4436 | 41.0228 | 0 | 183.221 | 33.2435 | 0 | 197.2001 | 33.2435 | 0 | 0 | 0 | 33.2435
|  |  | 33.9264 | 84.2797 | 50.3533 | 259.5796 | 50.3533 | 0 | 228.539 | 33.9264 | 0 | 225.6532 | 33.9264 | 0 | 0 | 0 | 33.9264
|  |  | 35.3688 | 87.2933 | 51.9245 | 271.8182 | 51.9245 | 0 | 275.2711 | 35.3688 | 0 | 236.4495 | 35.3688 | 0 | 0 | 0 | 35.3688
|  |  | 34.1685 | 81.3803 | 47.2117 | 265.019 | 47.2117 | 0 | 317.7616 | 34.1685 | 0 | 230.8505 | 34.1685 | 0 | 0 | 0 | 34.1685
|  |  | 35.1159 | 69.7705 | 34.6546 | 240.2144 | 34.6546 | 0 | 348.9508 | 35.1159 | 0 | 122.1557 | 35.1159 | 82.9428 | 0 | 74.6485 | 35.1159
|  |  | 40.4938 | 59.2423 | 18.7485 | 197.9584 | 18.7485 | 0 | 365.8244 | 40.4938 | 0 | 0 | 40.4938 | 157.4646 | 0 | 216.3667 | 40.4938
|  |  | 46.2897 | 43.7557 | -2.534 | 142.1292 | 0 | 2.534 | 363.0089 | 43.7557 | 0 | 0 | 46.2897 | 95.8395 | 0 | 302.6222 | 43.7557
|  |  | 46.7678 | 24.7482 | -22.0196 | 75.7989 | 0 | 22.0196 | 338.5427 | 24.7482 | 0 | 0 | 46.7678 | 29.0311 | 0 | 328.7502 | 24.7482
|  |  | 41.1187 | 9.4509 | -31.6677 | 1.2843 | 0 | 31.6677 | 303.3563 | 9.4509 | 0 | 0 | 1.2843 | 0 | 39.8344 | 284.4898 | 9.4509
|  |  | 30.6708 | 1.4258 | -29.245 | 0 | 0 | 29.245 | 270.8619 | 1.4258 | 0 | 0 | 0 | 0 | 30.6708 | 250.4112 | 1.4258
|  |  | 23.3615 | 0 | -23.3615 | 0 | 0 | 23.3615 | 244.9046 | 0 | 0 | 0 | 0 | 0 | 23.3615 | 224.4539 | 0
|  |  | 23.6941 | 0 | -23.6941 | 0 | 0 | 23.6941 | 218.5778 | 0 | 0 | 0 | 0 | 0 | 23.6941 | 198.1271 | 0
|  |  | 24.2768 | 0 | -24.2768 | 0 | 0 | 24.2768 | 191.6036 | 0 | 0 | 0 | 0 | 0 | 24.2768 | 171.1528 | 0
|  |  | 24.5562 | 0 | -24.5562 | 0 | 0 | 24.5562 | 164.3189 | 0 | 0 | 0 | 0 | 0 | 24.5562 | 143.8682 | 0
|  |  | 24.0861 | 0 | -24.0861 | 0 | 0 | 24.0861 | 137.5566 | 0 | 0 | 0 | 0 | 0 | 24.0861 | 117.1059 | 0
|  |  | 22.6294 | 0 | -22.6294 | 0 | 0 | 22.6294 | 112.4129 | 0 | 0 | 0 | 0 | 0 | 22.6294 | 91.9621 | 0
|  |  | 20.8758 | 0 | -20.8758 | 0 | 0 | 20.8758 | 89.2176 | 0 | 0 | 0 | 0 | 0 | 20.8758 | 68.7668 | 0
|  |  | 18.9345 | 0 | -18.9345 | 0 | 0 | 18.9345 | 68.1792 | 0 | 0 | 0 | 0 | 0 | 18.9345 | 47.7285 | 0
|  |  | 15.4144 | 0.68998 | -14.7244 | 0 | 0 | 14.7244 | 51.8187 | 0.68998 | 0 | 0 | 0 | 0 | 15.4144 | 30.6013 | 0.68998
|  |  | 11.7376 | 6.4732 | -5.2644 | 0 | 0 | 5.2644 | 45.9694 | 6.4732 | 0 | 0 | 0 | 0 | 11.7376 | 17.5595 | 6.4732
|  |  | 16.1057 | 20.7033 | 4.5976 | 0.30219 | 4.5976 | 0 | 50.1072 | 16.1057 | 0 | 0 | 0.30219 | 0 | 15.8036 | 0 | 16.1057
|  |  | 19.9504 | 40.4876 | 20.5372 | 59.5059 | 20.5372 | 0 | 68.5907 | 19.9504 | 0 | 39.5555 | 19.9504 | 0 | 0 | 0 | 19.9504
|  |  | 26.3005 | 60.2409 | 33.9404 | 125.1311 | 33.9404 | 0 | 99.137 | 26.3005 | 0 | 98.8306 | 26.3005 | 0 | 0 | 0 | 26.3005
|  |  | 31.0713 | 81.5994 | 50.5281 | 183.68 | 50.5281 | 0 | 144.6123 | 31.0713 | 0 | 152.6087 | 31.0713 | 0 | 0 | 0 | 31.0713
|  |  | 33.2435 | 99.5756 | 66.332 | 228.3535 | 66.332 | 0 | 204.3112 | 33.2435 | 0 | 195.11 | 33.2435 | 0 | 0 | 0 | 33.2435
|  |  | 33.9264 | 107.5679 | 73.6415 | 257.3888 | 73.6415 | 0 | 270.5885 | 33.9264 | 0 | 223.4623 | 33.9264 | 0 | 0 | 0 | 33.9264
|  |  | 35.3688 | 108.2298 | 72.861 | 268.6956 | 72.861 | 0 | 336.1634 | 35.3688 | 0 | 233.3269 | 35.3688 | 0 | 0 | 0 | 35.3688
|  |  | 34.1685 | 98.0733 | 63.9048 | 261.7201 | 51.6176 | 0 | 382.6192 | 46.4557 | 12.2871 | 227.5516 | 34.1685 | 0 | 0 | 0 | 46.4557
|  |  | 35.1159 | 83.1481 | 48.0322 | 237.1925 | 0 | 0 | 382.6192 | 83.1481 | 48.0322 | 111.6739 | 35.1159 | 90.4027 | 0 | 81.3624 | 83.1481
|  |  | 40.4938 | 69.3814 | 28.8875 | 195.6668 | 0 | 0 | 382.6192 | 69.3814 | 28.8875 | 0 | 40.4938 | 155.173 | 0 | 221.0181 | 69.3814
|  |  | 46.2897 | 50.4339 | 4.1442 | 139.3339 | 0 | 0 | 382.6192 | 50.4339 | 4.1442 | 0 | 46.2897 | 93.0442 | 0 | 304.758 | 50.4339
|  |  | 46.7678 | 27.9519 | -18.8159 | 73.4569 | 0 | 18.8159 | 361.7127 | 27.9519 | 0 | 0 | 46.7678 | 26.6891 | 0 | 328.7782 | 27.9519
|  |  | 41.1187 | 10.2032 | -30.9155 | 1.2339 | 0 | 30.9155 | 327.3621 | 10.2032 | 0 | 0 | 1.2339 | 0 | 39.8847 | 284.4618 | 10.2032
|  |  | 30.6708 | 1.69 | -28.9807 | 0 | 0 | 28.9807 | 295.1613 | 1.69 | 0 | 0 | 0 | 0 | 30.6708 | 250.3832 | 1.69
|  |  | 23.3615 | 0 | -23.3615 | 0 | 0 | 23.3615 | 269.204 | 0 | 0 | 0 | 0 | 0 | 23.3615 | 224.4259 | 0
|  |  | 23.6941 | 0 | -23.6941 | 0 | 0 | 23.6941 | 242.8772 | 0 | 0 | 0 | 0 | 0 | 23.6941 | 198.0991 | 0
|  |  | 24.2768 | 0 | -24.2768 | 0 | 0 | 24.2768 | 215.9029 | 0 | 0 | 0 | 0 | 0 | 24.2768 | 171.1248 | 0
|  |  | 24.5562 | 0 | -24.5562 | 0 | 0 | 24.5562 | 188.6183 | 0 | 0 | 0 | 0 | 0 | 24.5562 | 143.8402 | 0
|  |  | 24.0861 | 0 | -24.0861 | 0 | 0 | 24.0861 | 161.856 | 0 | 0 | 0 | 0 | 0 | 24.0861 | 117.0779 | 0
|  |  | 22.6294 | 0 | -22.6294 | 0 | 0 | 22.6294 | 136.7122 | 0 | 0 | 0 | 0 | 0 | 22.6294 | 91.9341 | 0
|  |  | 20.8758 | 0 | -20.8758 | 0 | 0 | 20.8758 | 113.517 | 0 | 0 | 0 | 0 | 0 | 20.8758 | 68.7388 | 0
|  |  | 18.9345 | 0 | -18.9345 | 0 | 0 | 18.9345 | 92.4786 | 0 | 0 | 0 | 0 | 0 | 18.9345 | 47.7005 | 0
|  |  | 15.4144 | 1.0806 | -14.3338 | 0 | 0 | 14.3338 | 76.5522 | 1.0806 | 0 | 0 | 0 | 0 | 15.4144 | 30.5733 | 1.0806
|  |  | 11.7376 | 9.2445 | -2.4931 | 0 | 0 | 2.4931 | 73.7821 | 9.2445 | 0 | 0 | 0 | 0 | 11.7376 | 17.5315 | 9.2445
|  |  | 16.1057 | 27.0749 | 10.9691 | 0.32737 | 10.9691 | 0 | 83.6543 | 16.1057 | 0 | 0 | 0.32737 | 0 | 15.7784 | 0 | 16.1057
|  |  | 19.9504 | 48.965 | 29.0146 | 50.9943 | 29.0146 | 0 | 109.7674 | 19.9504 | 0 | 31.0439 | 19.9504 | 0 | 0 | 0 | 19.9504
|  |  | 26.3005 | 70.0847 | 43.7842 | 109.6691 | 43.7842 | 0 | 149.1732 | 26.3005 | 0 | 83.3686 | 26.3005 | 0 | 0 | 0 | 26.3005
|  |  | 31.0713 | 87.9144 | 56.8431 | 159.4546 | 56.8431 | 0 | 200.332 | 31.0713 | 0 | 128.3833 | 31.0713 | 0 | 0 | 0 | 31.0713
|  |  | 33.2435 | 101.5986 | 68.355 | 204.2288 | 68.355 | 0 | 261.8515 | 33.2435 | 0 | 170.9853 | 33.2435 | 0 | 0 | 0 | 33.2435
|  |  | 33.9264 | 110.1677 | 76.2413 | 228.2276 | 76.2413 | 0 | 330.4687 | 33.9264 | 0 | 194.3012 | 33.9264 | 0 | 0 | 0 | 33.9264
|  |  | 35.3688 | 110.4484 | 75.0796 | 237.9984 | 57.9451 | 0 | 382.6192 | 52.5033 | 17.1345 | 202.6296 | 35.3688 | 0 | 0 | 0 | 52.5033
|  |  | 34.1685 | 103.3116 | 69.1431 | 233.6166 | 0 | 0 | 382.6192 | 103.3116 | 69.1431 | 199.4481 | 34.1685 | 0 | 0 | 0 | 103.3116
|  |  | 35.1159 | 89.0232 | 53.9073 | 212.9923 | 0 | 0 | 382.6192 | 89.0232 | 53.9073 | 24.6502 | 35.1159 | 153.2262 | 0 | 137.9035 | 89.0232
|  |  | 40.4938 | 71.2627 | 30.7689 | 174.4381 | 0 | 0 | 382.6192 | 71.2627 | 30.7689 | 0 | 40.4938 | 133.9443 | 0 | 258.4534 | 71.2627
|  |  | 46.2897 | 52.1051 | 5.8154 | 127.8004 | 0 | 0 | 382.6192 | 52.1051 | 5.8154 | 0 | 46.2897 | 81.5107 | 0 | 331.813 | 52.1051
|  |  | 46.7678 | 29.7925 | -16.9753 | 66.6577 | 0 | 16.9753 | 363.7578 | 29.7925 | 0 | 0 | 46.7678 | 19.8899 | 0 | 349.714 | 29.7925
|  |  | 41.1187 | 11.3711 | -29.7476 | 1.2339 | 0 | 29.7476 | 330.7049 | 11.3711 | 0 | 0 | 1.2339 | 0 | 39.8847 | 305.3976 | 11.3711
|  |  | 30.6708 | 2.128 | -28.5428 | 0 | 0 | 28.5428 | 298.9907 | 2.128 | 0 | 0 | 0 | 0 | 30.6708 | 271.319 | 2.128
|  |  | 23.3615 | 0 | -23.3615 | 0 | 0 | 23.3615 | 273.0334 | 0 | 0 | 0 | 0 | 0 | 23.3615 | 245.3617 | 0
|  |  | 23.6941 | 0 | -23.6941 | 0 | 0 | 23.6941 | 246.7066 | 0 | 0 | 0 | 0 | 0 | 23.6941 | 219.0349 | 0
|  |  | 24.2768 | 0 | -24.2768 | 0 | 0 | 24.2768 | 219.7324 | 0 | 0 | 0 | 0 | 0 | 24.2768 | 192.0606 | 0
|  |  | 24.5562 | 0 | -24.5562 | 0 | 0 | 24.5562 | 192.4478 | 0 | 0 | 0 | 0 | 0 | 24.5562 | 164.776 | 0
|  |  | 30.2465 | 0 | -30.2465 | 0 | 0 | 30.2465 | 158.8406 | 0 | 0 | 0 | 0 | 0 | 30.2465 | 131.1688 | 0
|  |  | 28.1491 | 0 | -28.1491 | 0 | 0 | 28.1491 | 127.5638 | 0 | 0 | 0 | 0 | 0 | 28.1491 | 99.892 | 0
|  |  | 25.2107 | 0 | -25.2107 | 0 | 0 | 25.2107 | 99.5519 | 0 | 0 | 0 | 0 | 0 | 25.2107 | 71.8801 | 0
|  |  | 21.4417 | 0 | -21.4417 | 0 | 0 | 21.4417 | 75.7278 | 0 | 0 | 0 | 0 | 0 | 21.4417 | 48.0561 | 0
|  |  | 17.5188 | 1.0006 | -16.5182 | 0 | 0 | 16.5182 | 57.3743 | 1.0006 | 0 | 0 | 0 | 0 | 17.5188 | 28.5907 | 1.0006
|  |  | 14.3414 | 8.7412 | -5.6001 | 0 | 0 | 5.6001 | 51.1519 | 8.7412 | 0 | 0 | 0 | 0 | 14.3414 | 12.6558 | 8.7412
|  |  | 11.6673 | 25.7903 | 14.1231 | 0.27701 | 14.1231 | 0 | 63.8626 | 11.6673 | 0 | 0 | 0.27701 | 0 | 11.3903 | 0 | 11.6673
|  |  | 9.167 | 48.318 | 39.151 | 16.9729 | 39.151 | 0 | 99.0986 | 9.167 | 0 | 7.8059 | 9.167 | 0 | 0 | 0 | 9.167
|  |  | 7.1962 | 70.4931 | 63.2969 | 44.5728 | 63.2969 | 0 | 156.0658 | 7.1962 | 0 | 37.3765 | 7.1962 | 0 | 0 | 0 | 7.1962
|  |  | 6.03 | 83.0016 | 76.9716 | 75.0182 | 76.9716 | 0 | 225.3402 | 6.03 | 0 | 68.9882 | 6.03 | 0 | 0 | 0 | 6.03
|  |  | 6.0645 | 87.7759 | 81.7114 | 96.4484 | 81.7114 | 0 | 298.8805 | 6.0645 | 0 | 90.3839 | 6.0645 | 0 | 0 | 0 | 6.0645
|  |  | 6.9622 | 93.7457 | 86.7835 | 98.8659 | 86.7835 | 0 | 376.9857 | 6.9622 | 0 | 28.6282 | 6.9622 | 63.2755 | 0 | 56.948 | 6.9622
|  |  | 9.2104 | 101.1517 | 91.9413 | 109.4677 | 6.2595 | 0 | 382.6192 | 94.8922 | 85.6817 | 0 | 9.2104 | 100.2572 | 0 | 147.1795 | 94.8922
|  |  | 12.2202 | 103.8513 | 91.6311 | 106.2191 | 0 | 0 | 382.6192 | 103.8513 | 91.6311 | 0 | 12.2202 | 93.9989 | 0 | 231.7785 | 103.8513
|  |  | 15.3949 | 95.8043 | 80.4093 | 99.7725 | 0 | 0 | 382.6192 | 95.8043 | 80.4093 | 0 | 15.3949 | 84.3775 | 0 | 307.7182 | 95.8043
|  |  | 18.6761 | 78.1414 | 59.4653 | 74.0865 | 0 | 0 | 382.6192 | 78.1414 | 59.4653 | 0 | 18.6761 | 55.4104 | 0 | 357.5876 | 78.1414
|  |  | 22.1391 | 55.2775 | 33.1383 | 50.264 | 0 | 0 | 382.6192 | 55.2775 | 33.1383 | 0 | 22.1391 | 28.1248 | 0 | 382.8999 | 55.2775
|  |  | 26.0591 | 31.8641 | 5.805 | 24.5024 | 0 | 0 | 382.6192 | 31.8641 | 5.805 | 0 | 24.5024 | 0 | 1.5567 | 381.1703 | 31.8641
|  |  | 29.8278 | 12.6143 | -17.2135 | 0.65474 | 0 | 17.2135 | 363.4931 | 12.6143 | 0 | 0 | 0.65474 | 0 | 29.1731 | 348.7557 | 12.6143
|  |  | 32.3465 | 2.2444 | -30.1021 | 0 | 0 | 30.1021 | 330.0464 | 2.2444 | 0 | 0 | 0 | 0 | 32.3465 | 312.8152 | 2.2444
|  |  | 33.6507 | 0 | -33.6507 | 0 | 0 | 33.6507 | 292.6567 | 0 | 0 | 0 | 0 | 0 | 33.6507 | 275.4255 | 0
|  |  | 34.0882 | 0 | -34.0882 | 0 | 0 | 34.0882 | 254.7809 | 0 | 0 | 0 | 0 | 0 | 34.0882 | 237.5497 | 0
|  |  | 33.501 | 0 | -33.501 | 0 | 0 | 33.501 | 217.5576 | 0 | 0 | 0 | 0 | 0 | 33.501 | 200.3264 | 0
|  |  | 32.1465 | 0 | -32.1465 | 0 | 0 | 32.1465 | 181.8393 | 0 | 0 | 0 | 0 | 0 | 32.1465 | 164.6081 | 0
|  |  | 30.2465 | 0 | -30.2465 | 0 | 0 | 30.2465 | 148.2321 | 0 | 0 | 0 | 0 | 0 | 30.2465 | 131.0009 | 0
|  |  | 28.1491 | 0 | -28.1491 | 0 | 0 | 28.1491 | 116.9553 | 0 | 0 | 0 | 0 | 0 | 28.1491 | 99.7241 | 0
|  |  | 25.2107 | 0 | -25.2107 | 0 | 0 | 25.2107 | 88.9434 | 0 | 0 | 0 | 0 | 0 | 25.2107 | 71.7123 | 0
|  |  | 21.4417 | 0 | -21.4417 | 0 | 0 | 21.4417 | 65.1194 | 0 | 0 | 0 | 0 | 0 | 21.4417 | 47.8882 | 0
|  |  | 17.5188 | 1.3319 | -16.1869 | 0 | 0 | 16.1869 | 47.1339 | 1.3319 | 0 | 0 | 0 | 0 | 17.5188 | 28.4228 | 1.3319
|  |  | 14.3414 | 9.8368 | -4.5046 | 0 | 0 | 4.5046 | 42.1288 | 9.8368 | 0 | 0 | 0 | 0 | 14.3414 | 12.488 | 9.8368
|  |  | 11.6673 | 27.1245 | 15.4572 | 0.4281 | 15.4572 | 0 | 56.0403 | 11.6673 | 0 | 0 | 0.4281 | 0 | 11.2392 | 0 | 11.6673
|  |  | 9.167 | 49.8319 | 40.6649 | 26.6681 | 40.6649 | 0 | 92.6387 | 9.167 | 0 | 17.5011 | 9.167 | 0 | 0 | 0 | 9.167
|  |  | 7.1962 | 74.0742 | 66.878 | 47.8213 | 66.878 | 0 | 152.8289 | 7.1962 | 0 | 40.6251 | 7.1962 | 0 | 0 | 0 | 7.1962
|  |  | 6.03 | 92.584 | 86.554 | 73.1799 | 86.554 | 0 | 230.7276 | 6.03 | 0 | 67.1499 | 6.03 | 0 | 0 | 0 | 6.03
|  |  | 6.0645 | 111.3001 | 105.2357 | 121.2278 | 105.2357 | 0 | 325.4397 | 6.0645 | 0 | 115.1634 | 6.0645 | 0 | 0 | 0 | 6.0645
|  |  | 6.9622 | 122.7756 | 115.8134 | 130.4194 | 63.5329 | 0 | 382.6192 | 59.2428 | 52.2806 | 123.4572 | 6.9622 | 0 | 0 | 0 | 59.2428
|  |  | 9.2104 | 120.8995 | 111.6891 | 138.6288 | 0 | 0 | 382.6192 | 120.8995 | 111.6891 | 43.5421 | 9.2104 | 85.8763 | 0 | 77.2886 | 120.8995
|  |  | 12.2202 | 116.3282 | 104.1079 | 125.0303 | 0 | 0 | 382.6192 | 116.3282 | 104.1079 | 0 | 12.2202 | 112.8101 | 0 | 178.8177 | 116.3282
|  |  | 15.3949 | 101.2896 | 85.8946 | 104.2549 | 0 | 0 | 382.6192 | 101.2896 | 85.8946 | 0 | 15.3949 | 88.86 | 0 | 258.7917 | 101.2896
|  |  | 18.6761 | 77.2504 | 58.5743 | 96.0958 | 0 | 0 | 382.6192 | 77.2504 | 58.5743 | 0 | 18.6761 | 77.4197 | 0 | 328.4695 | 77.2504
|  |  | 22.1391 | 54.084 | 31.9448 | 57.8942 | 0 | 0 | 382.6192 | 54.084 | 31.9448 | 0 | 22.1391 | 35.7551 | 0 | 360.6491 | 54.084
|  |  | 26.0591 | 32.5316 | 6.4725 | 25.7112 | 0 | 0 | 382.6192 | 32.5316 | 6.4725 | 0 | 25.7112 | 0 | 0.34795 | 360.2625 | 32.5316
|  |  | 29.8278 | 13.3353 | -16.4926 | 0.80584 | 0 | 16.4926 | 364.2942 | 13.3353 | 0 | 0 | 0.80584 | 0 | 29.022 | 328.0158 | 13.3353
|  |  | 32.3465 | 2.3005 | -30.046 | 0 | 0 | 30.046 | 330.9097 | 2.3005 | 0 | 0 | 0 | 0 | 32.3465 | 292.0753 | 2.3005
|  |  | 33.6507 | 0 | -33.6507 | 0 | 0 | 33.6507 | 293.5201 | 0 | 0 | 0 | 0 | 0 | 33.6507 | 254.6856 | 0
|  |  | 34.0882 | 0 | -34.0882 | 0 | 0 | 34.0882 | 255.6443 | 0 | 0 | 0 | 0 | 0 | 34.0882 | 216.8098 | 0
|  |  | 33.501 | 0 | -33.501 | 0 | 0 | 33.501 | 218.421 | 0 | 0 | 0 | 0 | 0 | 33.501 | 179.5865 | 0
|  |  | 32.1465 | 0 | -32.1465 | 0 | 0 | 32.1465 | 182.7026 | 0 | 0 | 0 | 0 | 0 | 32.1465 | 143.8682 | 0
|  |  | 24.0861 | 0 | -24.0861 | 0 | 0 | 24.0861 | 155.9403 | 0 | 0 | 0 | 0 | 0 | 24.0861 | 117.1059 | 0
|  |  | 22.6294 | 0 | -22.6294 | 0 | 0 | 22.6294 | 130.7966 | 0 | 0 | 0 | 0 | 0 | 22.6294 | 91.9621 | 0
|  |  | 20.8758 | 0 | -20.8758 | 0 | 0 | 20.8758 | 107.6013 | 0 | 0 | 0 | 0 | 0 | 20.8758 | 68.7668 | 0
|  |  | 18.9345 | 0 | -18.9345 | 0 | 0 | 18.9345 | 86.5629 | 0 | 0 | 0 | 0 | 0 | 18.9345 | 47.7285 | 0
|  |  | 15.4144 | 1.387 | -14.0274 | 0 | 0 | 14.0274 | 70.9769 | 1.387 | 0 | 0 | 0 | 0 | 15.4144 | 30.6013 | 1.387
|  |  | 11.7376 | 8.6269 | -3.1107 | 0 | 0 | 3.1107 | 67.5206 | 8.6269 | 0 | 0 | 0 | 0 | 11.7376 | 17.5595 | 8.6269
|  |  | 16.1057 | 23.8722 | 7.7664 | 0.30219 | 7.7664 | 0 | 74.5103 | 16.1057 | 0 | 0 | 0.30219 | 0 | 15.8036 | 0 | 16.1057
|  |  | 19.9504 | 43.2622 | 23.3118 | 29.6396 | 23.3118 | 0 | 95.491 | 19.9504 | 0 | 9.6892 | 19.9504 | 0 | 0 | 0 | 19.9504
|  |  | 26.3005 | 62.2311 | 35.9305 | 56.0811 | 35.9305 | 0 | 127.8285 | 26.3005 | 0 | 29.7806 | 26.3005 | 0 | 0 | 0 | 26.3005
|  |  | 31.0713 | 77.4648 | 46.3936 | 85.8718 | 46.3936 | 0 | 169.5827 | 31.0713 | 0 | 54.8005 | 31.0713 | 0 | 0 | 0 | 31.0713
|  |  | 33.2435 | 86.0514 | 52.8079 | 123.8216 | 52.8079 | 0 | 217.1097 | 33.2435 | 0 | 90.5781 | 33.2435 | 0 | 0 | 0 | 33.2435
|  |  | 33.9264 | 90.193 | 56.2666 | 142.3306 | 56.2666 | 0 | 267.7497 | 33.9264 | 0 | 108.4042 | 33.9264 | 0 | 0 | 0 | 33.9264
|  |  | 35.3688 | 98.7042 | 63.3354 | 157.7926 | 63.3354 | 0 | 324.7515 | 35.3688 | 0 | 51.2942 | 35.3688 | 71.1296 | 0 | 64.0166 | 35.3688
|  |  | 34.1685 | 101.6487 | 67.4801 | 147.3671 | 64.2975 | 0 | 382.6192 | 37.3512 | 3.1827 | 0 | 34.1685 | 113.1985 | 0 | 165.8953 | 37.3512
|  |  | 35.1159 | 88.2574 | 53.1415 | 136.2617 | 0 | 0 | 382.6192 | 88.2574 | 53.1415 | 0 | 35.1159 | 101.1458 | 0 | 256.9265 | 88.2574
|  |  | 40.4938 | 68.9182 | 28.4244 | 110.1728 | 0 | 0 | 382.6192 | 68.9182 | 28.4244 | 0 | 40.4938 | 69.6789 | 0 | 319.6376 | 68.9182
|  |  | 46.2897 | 49.491 | 3.2013 | 70.9387 | 0 | 0 | 382.6192 | 49.491 | 3.2013 | 0 | 46.2897 | 24.649 | 0 | 341.8216 | 49.491
|  |  | 46.7678 | 29.2117 | -17.556 | 35.356 | 0 | 17.556 | 363.1125 | 29.2117 | 0 | 0 | 35.356 | 0 | 11.4118 | 329.1419 | 29.2117
|  |  | 41.1187 | 11.5845 | -29.5342 | 0.78065 | 0 | 29.5342 | 330.2967 | 11.5845 | 0 | 0 | 0.78065 | 0 | 40.338 | 284.3219 | 11.5845
|  |  | 30.6708 | 2.2642 | -28.4065 | 0 | 0 | 28.4065 | 298.7339 | 2.2642 | 0 | 0 | 0 | 0 | 30.6708 | 250.2433 | 2.2642
|  |  | 23.3615 | 0.011054 | -23.3505 | 0 | 0 | 23.3505 | 272.7889 | 0.011054 | 0 | 0 | 0 | 0 | 23.3615 | 224.286 | 0.011054
|  |  | 23.6941 | 0 | -23.6941 | 0 | 0 | 23.6941 | 246.4621 | 0 | 0 | 0 | 0 | 0 | 23.6941 | 197.9592 | 0
|  |  | 24.2768 | 0 | -24.2768 | 0 | 0 | 24.2768 | 219.4878 | 0 | 0 | 0 | 0 | 0 | 24.2768 | 170.9849 | 0
|  |  | 24.5562 | 0 | -24.5562 | 0 | 0 | 24.5562 | 192.2032 | 0 | 0 | 0 | 0 | 0 | 24.5562 | 143.7003 | 0
|  |  | 24.0861 | 0 | -24.0861 | 0 | 0 | 24.0861 | 165.4409 | 0 | 0 | 0 | 0 | 0 | 24.0861 | 116.938 | 0
|  |  | 22.6294 | 0 | -22.6294 | 0 | 0 | 22.6294 | 140.2971 | 0 | 0 | 0 | 0 | 0 | 22.6294 | 91.7942 | 0
|  |  | 20.8758 | 0 | -20.8758 | 0 | 0 | 20.8758 | 117.1019 | 0 | 0 | 0 | 0 | 0 | 20.8758 | 68.5989 | 0
|  |  | 18.9345 | 0 | -18.9345 | 0 | 0 | 18.9345 | 96.0635 | 0 | 0 | 0 | 0 | 0 | 18.9345 | 47.5606 | 0
|  |  | 15.4144 | 1.4387 | -13.9757 | 0 | 0 | 13.9757 | 80.5349 | 1.4387 | 0 | 0 | 0 | 0 | 15.4144 | 30.4334 | 1.4387
|  |  | 11.7376 | 9.9929 | -1.7448 | 0 | 0 | 1.7448 | 78.5963 | 9.9929 | 0 | 0 | 0 | 0 | 11.7376 | 17.3916 | 9.9929
|  |  | 16.1057 | 28.6354 | 12.5297 | 0.45328 | 12.5297 | 0 | 89.873 | 16.1057 | 0 | 0 | 0.45328 | 0 | 15.6525 | 0 | 16.1057
|  |  | 19.9504 | 52.4956 | 32.5452 | 28.305 | 32.5452 | 0 | 119.1637 | 19.9504 | 0 | 8.3546 | 19.9504 | 0 | 0 | 0 | 19.9504
|  |  | 26.3005 | 77.9104 | 51.6098 | 59.2037 | 51.6098 | 0 | 165.6126 | 26.3005 | 0 | 32.9032 | 26.3005 | 0 | 0 | 0 | 26.3005
|  |  | 31.0713 | 101.5227 | 70.4514 | 94.0057 | 70.4514 | 0 | 229.0188 | 31.0713 | 0 | 62.9344 | 31.0713 | 0 | 0 | 0 | 31.0713
|  |  | 33.2435 | 116.8046 | 83.561 | 121.5804 | 83.561 | 0 | 304.2237 | 33.2435 | 0 | 88.3368 | 33.2435 | 0 | 0 | 0 | 33.2435
|  |  | 33.9264 | 126.7418 | 92.8153 | 132.5599 | 87.1061 | 0 | 382.6192 | 39.6356 | 5.7092 | 11.0706 | 33.9264 | 87.5628 | 0 | 78.8065 | 39.6356
|  |  | 35.3688 | 128.5224 | 93.1536 | 126.365 | 0 | 0 | 382.6192 | 128.5224 | 93.1536 | 0 | 35.3688 | 90.9962 | 0 | 160.7031 | 128.5224
|  |  | 34.1685 | 120.0391 | 85.8706 | 110.4246 | 0 | 0 | 382.6192 | 120.0391 | 85.8706 | 0 | 34.1685 | 76.256 | 0 | 229.3336 | 120.0391
|  |  | 35.1159 | 107.6714 | 72.5555 | 106.3702 | 0 | 0 | 382.6192 | 107.6714 | 72.5555 | 0 | 35.1159 | 71.2543 | 0 | 293.4625 | 107.6714
|  |  | 40.4938 | 87.5922 | 47.0984 | 94.3583 | 0 | 0 | 382.6192 | 87.5922 | 47.0984 | 0 | 40.4938 | 53.8644 | 0 | 341.9404 | 87.5922
|  |  | 46.2897 | 61.3348 | 15.0451 | 58.6245 | 0 | 0 | 382.6192 | 61.3348 | 15.0451 | 0 | 46.2897 | 12.3348 | 0 | 353.0418 | 61.3348
|  |  | 46.7678 | 34.7735 | -11.9943 | 25.0816 | 0 | 11.9943 | 369.2923 | 34.7735 | 0 | 0 | 25.0816 | 0 | 21.6862 | 328.9461 | 34.7735
|  |  | 41.1187 | 13.5744 | -27.5443 | 0.80584 | 0 | 27.5443 | 338.6875 | 13.5744 | 0 | 0 | 0.80584 | 0 | 40.3128 | 284.154 | 13.5744
|  |  | 30.6708 | 2.7785 | -27.8923 | 0 | 0 | 27.8923 | 307.6961 | 2.7785 | 0 | 0 | 0 | 0 | 30.6708 | 250.0754 | 2.7785
|  |  | 23.3615 | 0.044183 | -23.3174 | 0 | 0 | 23.3174 | 281.7879 | 0.044183 | 0 | 0 | 0 | 0 | 23.3615 | 224.1181 | 0.044183
|  |  | 23.6941 | 0 | -23.6941 | 0 | 0 | 23.6941 | 255.4611 | 0 | 0 | 0 | 0 | 0 | 23.6941 | 197.7913 | 0
|  |  | 24.2768 | 0 | -24.2768 | 0 | 0 | 24.2768 | 228.4868 | 0 | 0 | 0 | 0 | 0 | 24.2768 | 170.817 | 0
|  |  | 24.5562 | 0 | -24.5562 | 0 | 0 | 24.5562 | 201.2022 | 0 | 0 | 0 | 0 | 0 | 24.5562 | 143.5324 | 0
|  |  | 24.0861 | 0 | -24.0861 | 0 | 0 | 24.0861 | 174.4399 | 0 | 0 | 0 | 0 | 0 | 24.0861 | 116.7701 | 0
|  |  | 22.6294 | 0 | -22.6294 | 0 | 0 | 22.6294 | 149.2961 | 0 | 0 | 0 | 0 | 0 | 22.6294 | 91.6263 | 0
|  |  | 20.8758 | 0 | -20.8758 | 0 | 0 | 20.8758 | 126.1008 | 0 | 0 | 0 | 0 | 0 | 20.8758 | 68.431 | 0
|  |  | 18.9345 | 0 | -18.9345 | 0 | 0 | 18.9345 | 105.0625 | 0 | 0 | 0 | 0 | 0 | 18.9345 | 47.3927 | 0
|  |  | 15.4144 | 1.5634 | -13.8511 | 0 | 0 | 13.8511 | 89.6724 | 1.5634 | 0 | 0 | 0 | 0 | 15.4144 | 30.2656 | 1.5634
|  |  | 11.7376 | 10.2983 | -1.4393 | 0 | 0 | 1.4393 | 88.0732 | 10.2983 | 0 | 0 | 0 | 0 | 11.7376 | 17.2237 | 10.2983
|  |  | 16.1057 | 29.3751 | 13.2693 | 0.60438 | 13.2693 | 0 | 100.0155 | 16.1057 | 0 | 0 | 0.60438 | 0 | 15.5014 | 0 | 16.1057
|  |  | 19.9504 | 52.1985 | 32.2481 | 79.9036 | 32.2481 | 0 | 129.0388 | 19.9504 | 0 | 59.9532 | 19.9504 | 0 | 0 | 0 | 19.9504
|  |  | 26.3005 | 74.5579 | 48.2574 | 163.1564 | 48.2574 | 0 | 172.4705 | 26.3005 | 0 | 136.8559 | 26.3005 | 0 | 0 | 0 | 26.3005
|  |  | 31.0713 | 93.3137 | 62.2425 | 227.1448 | 62.2425 | 0 | 228.4887 | 31.0713 | 0 | 196.0735 | 31.0713 | 0 | 0 | 0 | 31.0713
|  |  | 33.2435 | 110.326 | 77.0824 | 276.7792 | 77.0824 | 0 | 297.8629 | 33.2435 | 0 | 243.5356 | 33.2435 | 0 | 0 | 0 | 33.2435
|  |  | 33.9264 | 123.6723 | 89.7459 | 178.7443 | 89.7459 | 0 | 378.6341 | 33.9264 | 0 | 144.8179 | 33.9264 | 0 | 0 | 0 | 33.9264
|  |  | 35.3688 | 126.5925 | 91.2237 | 179.1976 | 4.4279 | 0 | 382.6192 | 122.1646 | 86.7958 | 143.8288 | 35.3688 | 0 | 0 | 0 | 122.1646
|  |  | 34.1685 | 119.9071 | 85.7385 | 185.8457 | 0 | 0 | 382.6192 | 119.9071 | 85.7385 | 60.405 | 34.1685 | 91.2722 | 0 | 82.145 | 119.9071
|  |  | 35.1159 | 104.6988 | 69.5829 | 161.0663 | 0 | 0 | 382.6192 | 104.6988 | 69.5829 | 0 | 35.1159 | 125.9504 | 0 | 195.5003 | 104.6988
|  |  | 40.4938 | 84.4663 | 43.9725 | 129.8402 | 0 | 0 | 382.6192 | 84.4663 | 43.9725 | 0 | 40.4938 | 89.3463 | 0 | 275.912 | 84.4663
|  |  | 46.2897 | 60.3339 | 14.0443 | 96.9268 | 0 | 0 | 382.6192 | 60.3339 | 14.0443 | 0 | 46.2897 | 50.6372 | 0 | 321.4855 | 60.3339
|  |  | 46.7678 | 34.3997 | -12.368 | 54.7464 | 0 | 12.368 | 368.877 | 34.3997 | 0 | 0 | 46.7678 | 7.9786 | 0 | 328.6662 | 34.3997
|  |  | 41.1187 | 13.6423 | -27.4764 | 1.1836 | 0 | 27.4764 | 338.3476 | 13.6423 | 0 | 0 | 1.1836 | 0 | 39.9351 | 284.2939 | 13.6423
|  |  | 30.6708 | 2.8665 | -27.8042 | 0 | 0 | 27.8042 | 307.454 | 2.8665 | 0 | 0 | 0 | 0 | 30.6708 | 250.2153 | 2.8665
|  |  | 23.3615 | 0.032655 | -23.3289 | 0 | 0 | 23.3289 | 281.5331 | 0.032655 | 0 | 0 | 0 | 0 | 23.3615 | 224.258 | 0.032655
|  |  | 23.6941 | 0 | -23.6941 | 0 | 0 | 23.6941 | 255.2063 | 0 | 0 | 0 | 0 | 0 | 23.6941 | 197.9312 | 0
|  |  | 24.2768 | 0 | -24.2768 | 0 | 0 | 24.2768 | 228.232 | 0 | 0 | 0 | 0 | 0 | 24.2768 | 170.9569 | 0
|  |  | 24.5562 | 0 | -24.5562 | 0 | 0 | 24.5562 | 200.9474 | 0 | 0 | 0 | 0 | 0 | 24.5562 | 143.6723 | 0
|  |  | 24.0861 | 0 | -24.0861 | 0 | 0 | 24.0861 | 174.1851 | 0 | 0 | 0 | 0 | 0 | 24.0861 | 116.91 | 0
|  |  | 22.6294 | 0 | -22.6294 | 0 | 0 | 22.6294 | 149.0413 | 0 | 0 | 0 | 0 | 0 | 22.6294 | 91.7662 | 0
|  |  | 20.8758 | 0 | -20.8758 | 0 | 0 | 20.8758 | 125.846 | 0 | 0 | 0 | 0 | 0 | 20.8758 | 68.5709 | 0
|  |  | 18.9345 | 0 | -18.9345 | 0 | 0 | 18.9345 | 104.8076 | 0 | 0 | 0 | 0 | 0 | 18.9345 | 47.5326 | 0
|  |  | 15.4144 | 1.9159 | -13.4985 | 0 | 0 | 13.4985 | 89.8093 | 1.9159 | 0 | 0 | 0 | 0 | 15.4144 | 30.4055 | 1.9159
|  |  | 11.7376 | 11.949 | 0.21137 | 0 | 0.21137 | 0 | 89.9995 | 11.7376 | 0 | 0 | 0 | 0 | 11.7376 | 17.3637 | 11.7376
|  |  | 16.1057 | 32.6781 | 16.5723 | 0.47846 | 16.5723 | 0 | 104.9146 | 16.1057 | 0 | 0 | 0.47846 | 0 | 15.6273 | 0 | 16.1057
|  |  | 19.9504 | 57.9947 | 38.0444 | 57.7683 | 38.0444 | 0 | 139.1545 | 19.9504 | 0 | 37.8179 | 19.9504 | 0 | 0 | 0 | 19.9504
|  |  | 26.3005 | 81.7936 | 55.493 | 114.8567 | 55.493 | 0 | 189.0983 | 26.3005 | 0 | 88.5562 | 26.3005 | 0 | 0 | 0 | 26.3005
|  |  | 31.0713 | 101.6152 | 70.5439 | 167.3619 | 70.5439 | 0 | 252.5878 | 31.0713 | 0 | 136.2906 | 31.0713 | 0 | 0 | 0 | 31.0713
|  |  | 33.2435 | 116.6809 | 83.4373 | 204.7828 | 83.4373 | 0 | 327.6814 | 33.2435 | 0 | 171.5393 | 33.2435 | 0 | 0 | 0 | 33.2435
|  |  | 33.9264 | 129.6559 | 95.7295 | 227.7491 | 61.0421 | 0 | 382.6192 | 68.6138 | 34.6874 | 193.8227 | 33.9264 | 0 | 0 | 0 | 68.6138
|  |  | 35.3688 | 134.8752 | 99.5064 | 241.0958 | 0 | 0 | 382.6192 | 134.8752 | 99.5064 | 205.727 | 35.3688 | 0 | 0 | 0 | 134.8752
|  |  | 34.1685 | 131.0384 | 96.8698 | 225.4324 | 0 | 0 | 382.6192 | 131.0384 | 96.8698 | 180.1844 | 34.1685 | 11.0795 | 0 | 9.9715 | 131.0384
|  |  | 35.1159 | 114.7394 | 79.6235 | 194.0803 | 0 | 0 | 382.6192 | 114.7394 | 79.6235 | 0 | 35.1159 | 158.9644 | 0 | 153.0395 | 114.7394
|  |  | 40.4938 | 90.2324 | 49.7386 | 155.8787 | 0 | 0 | 382.6192 | 90.2324 | 49.7386 | 0 | 40.4938 | 115.3849 | 0 | 256.8859 | 90.2324
|  |  | 46.2897 | 65.5041 | 19.2145 | 112.0363 | 0 | 0 | 382.6192 | 65.5041 | 19.2145 | 0 | 46.2897 | 65.7466 | 0 | 316.0578 | 65.5041
|  |  | 46.7678 | 37.9975 | -8.7703 | 61.2435 | 0 | 8.7703 | 372.8745 | 37.9975 | 0 | 0 | 46.7678 | 14.4757 | 0 | 329.086 | 37.9975
|  |  | 41.1187 | 15.4067 | -25.712 | 0.95693 | 0 | 25.712 | 344.3056 | 15.4067 | 0 | 0 | 0.95693 | 0 | 40.1618 | 284.4618 | 15.4067
|  |  | 30.6708 | 3.2315 | -27.4392 | 0 | 0 | 27.4392 | 313.8176 | 3.2315 | 0 | 0 | 0 | 0 | 30.6708 | 250.3832 | 3.2315
|  |  | 23.3615 | 0.12079 | -23.2407 | 0 | 0 | 23.2407 | 287.9946 | 0.12079 | 0 | 0 | 0 | 0 | 23.3615 | 224.4259 | 0.12079
|  |  | 23.6941 | 0 | -23.6941 | 0 | 0 | 23.6941 | 261.6677 | 0 | 0 | 0 | 0 | 0 | 23.6941 | 198.0991 | 0
|  |  | 24.2768 | 0 | -24.2768 | 0 | 0 | 24.2768 | 234.6935 | 0 | 0 | 0 | 0 | 0 | 24.2768 | 171.1248 | 0
|  |  | 24.5562 | 0 | -24.5562 | 0 | 0 | 24.5562 | 207.4089 | 0 | 0 | 0 | 0 | 0 | 24.5562 | 143.8402 | 0
|  |  | 24.0861 | 0 | -24.0861 | 0 | 0 | 24.0861 | 180.6465 | 0 | 0 | 0 | 0 | 0 | 24.0861 | 117.0779 | 0
|  |  | 22.6294 | 0 | -22.6294 | 0 | 0 | 22.6294 | 155.5028 | 0 | 0 | 0 | 0 | 0 | 22.6294 | 91.9341 | 0
|  |  | 20.8758 | 0 | -20.8758 | 0 | 0 | 20.8758 | 132.3075 | 0 | 0 | 0 | 0 | 0 | 20.8758 | 68.7388 | 0
|  |  | 18.9345 | 0 | -18.9345 | 0 | 0 | 18.9345 | 111.2691 | 0 | 0 | 0 | 0 | 0 | 18.9345 | 47.7005 | 0
|  |  | 15.4144 | 2.0548 | -13.3596 | 0 | 0 | 13.3596 | 96.4251 | 2.0548 | 0 | 0 | 0 | 0 | 15.4144 | 30.5733 | 2.0548
|  |  | 11.7376 | 11.8635 | 0.12588 | 0 | 0.12588 | 0 | 96.5384 | 11.7376 | 0 | 0 | 0 | 0 | 11.7376 | 17.5315 | 11.7376
|  |  | 16.1057 | 30.7821 | 14.6763 | 0.32737 | 14.6763 | 0 | 109.7471 | 16.1057 | 0 | 0 | 0.32737 | 0 | 15.7784 | 0 | 16.1057
|  |  | 19.9504 | 53.4134 | 33.463 | 54.3183 | 33.463 | 0 | 139.8638 | 19.9504 | 0 | 34.3679 | 19.9504 | 0 | 0 | 0 | 19.9504
|  |  | 26.3005 | 76.078 | 49.7774 | 103.3987 | 49.7774 | 0 | 184.6635 | 26.3005 | 0 | 77.0982 | 26.3005 | 0 | 0 | 0 | 26.3005
|  |  | 31.0713 | 95.7199 | 64.6487 | 143.2624 | 64.6487 | 0 | 242.8473 | 31.0713 | 0 | 112.1911 | 31.0713 | 0 | 0 | 0 | 31.0713
|  |  | 33.2435 | 110.8486 | 77.6051 | 178.7443 | 77.6051 | 0 | 312.6919 | 33.2435 | 0 | 145.5008 | 33.2435 | 0 | 0 | 0 | 33.2435
|  |  | 33.9264 | 121.9218 | 87.9954 | 202.2898 | 77.6971 | 0 | 382.6192 | 44.2247 | 10.2983 | 168.3634 | 33.9264 | 0 | 0 | 0 | 44.2247
|  |  | 35.3688 | 125.1062 | 89.7375 | 219.4641 | 0 | 0 | 382.6192 | 125.1062 | 89.7375 | 184.0954 | 35.3688 | 0 | 0 | 0 | 125.1062
|  |  | 34.1685 | 119.22 | 85.0514 | 222.7127 | 0 | 0 | 382.6192 | 119.22 | 85.0514 | 178.1122 | 34.1685 | 10.4319 | 0 | 9.3887 | 119.22
|  |  | 35.1159 | 106.7408 | 71.6249 | 192.3176 | 0 | 0 | 382.6192 | 106.7408 | 71.6249 | 0 | 35.1159 | 157.2017 | 0 | 150.8702 | 106.7408
|  |  | 40.4938 | 89.0597 | 48.5659 | 168.6714 | 0 | 0 | 382.6192 | 89.0597 | 48.5659 | 0 | 40.4938 | 128.1775 | 0 | 266.23 | 89.0597
|  |  | 46.2897 | 64.9073 | 18.6177 | 119.1629 | 0 | 0 | 382.6192 | 64.9073 | 18.6177 | 0 | 46.2897 | 72.8732 | 0 | 331.8158 | 64.9073
|  |  | 46.7678 | 37.6632 | -9.1046 | 66.4058 | 0 | 9.1046 | 372.5031 | 37.6632 | 0 | 0 | 46.7678 | 19.6381 | 0 | 349.4901 | 37.6632
|  |  | 41.1187 | 15.4915 | -25.6272 | 1.3598 | 0 | 25.6272 | 344.0284 | 15.4915 | 0 | 0 | 1.3598 | 0 | 39.7588 | 305.3136 | 15.4915
|  |  | 30.6708 | 3.2349 | -27.4358 | 0 | 0 | 27.4358 | 313.5442 | 3.2349 | 0 | 0 | 0 | 0 | 30.6708 | 271.235 | 3.2349
|  |  | 23.3615 | 0.087052 | -23.2745 | 0 | 0 | 23.2745 | 287.6836 | 0.087052 | 0 | 0 | 0 | 0 | 23.3615 | 245.2777 | 0.087052
|  |  | 23.6941 | 0 | -23.6941 | 0 | 0 | 23.6941 | 261.3568 | 0 | 0 | 0 | 0 | 0 | 23.6941 | 218.9509 | 0
|  |  | 24.2768 | 0 | -24.2768 | 0 | 0 | 24.2768 | 234.3826 | 0 | 0 | 0 | 0 | 0 | 24.2768 | 191.9767 | 0
|  |  | 24.5562 | 0 | -24.5562 | 0 | 0 | 24.5562 | 207.0979 | 0 | 0 | 0 | 0 | 0 | 24.5562 | 164.692 | 0
|  |  | 30.2465 | 0 | -30.2465 | 0 | 0 | 30.2465 | 173.4908 | 0 | 0 | 0 | 0 | 0 | 30.2465 | 131.0849 | 0
|  |  | 28.1491 | 0 | -28.1491 | 0 | 0 | 28.1491 | 142.214 | 0 | 0 | 0 | 0 | 0 | 28.1491 | 99.8081 | 0
|  |  | 25.2107 | 0 | -25.2107 | 0 | 0 | 25.2107 | 114.2021 | 0 | 0 | 0 | 0 | 0 | 25.2107 | 71.7962 | 0
|  |  | 21.4417 | 0.033102 | -21.4086 | 0 | 0 | 21.4086 | 90.4148 | 0.033102 | 0 | 0 | 0 | 0 | 21.4417 | 47.9721 | 0.033102
|  |  | 17.5188 | 2.1941 | -15.3247 | 0 | 0 | 15.3247 | 73.3873 | 2.1941 | 0 | 0 | 0 | 0 | 17.5188 | 28.5068 | 2.1941
|  |  | 14.3414 | 11.694 | -2.6474 | 0 | 0 | 2.6474 | 70.4458 | 11.694 | 0 | 0 | 0 | 0 | 14.3414 | 12.5719 | 11.694
|  |  | 11.6673 | 28.5597 | 16.8924 | 0.35255 | 16.8924 | 0 | 85.6489 | 11.6673 | 0 | 0 | 0.35255 | 0 | 11.3147 | 0 | 11.6673
|  |  | 9.167 | 49.2792 | 40.1122 | 62.15 | 40.1122 | 0 | 121.7499 | 9.167 | 0 | 52.9831 | 9.167 | 0 | 0 | 0 | 9.167
|  |  | 7.1962 | 71.7121 | 64.5159 | 125.3829 | 64.5159 | 0 | 179.8143 | 7.1962 | 0 | 118.1867 | 7.1962 | 0 | 0 | 0 | 7.1962
|  |  | 6.03 | 93.4013 | 87.3713 | 178.6184 | 87.3713 | 0 | 258.4485 | 6.03 | 0 | 172.5884 | 6.03 | 0 | 0 | 0 | 6.03
|  |  | 6.0645 | 109.7418 | 103.6773 | 219.7412 | 103.6773 | 0 | 351.7581 | 6.0645 | 0 | 213.6767 | 6.0645 | 0 | 0 | 0 | 6.0645
|  |  | 6.9622 | 115.954 | 108.9918 | 245.8301 | 34.2902 | 0 | 382.6192 | 81.6638 | 74.7016 | 238.8679 | 6.9622 | 0 | 0 | 0 | 81.6638
|  |  | 9.2104 | 116.5854 | 107.375 | 255.1475 | 0 | 0 | 382.6192 | 116.5854 | 107.375 | 245.9371 | 9.2104 | 0 | 0 | 0 | 116.5854
|  |  | 12.2202 | 113.0218 | 100.8016 | 248.9275 | 0 | 0 | 382.6192 | 113.0218 | 100.8016 | 236.7073 | 12.2202 | 0 | 0 | 0 | 113.0218
|  |  | 15.3949 | 97.1991 | 81.8041 | 225.8605 | 0 | 0 | 382.6192 | 97.1991 | 81.8041 | 115.1719 | 15.3949 | 95.2936 | 0 | 85.7643 | 97.1991
|  |  | 18.6761 | 71.295 | 52.619 | 185.6946 | 0 | 0 | 382.6192 | 71.295 | 52.619 | 0 | 18.6761 | 167.0185 | 0 | 236.0809 | 71.295
|  |  | 22.1391 | 48.8468 | 26.7077 | 135.3047 | 0 | 0 | 382.6192 | 48.8468 | 26.7077 | 0 | 22.1391 | 113.1656 | 0 | 337.93 | 48.8468
|  |  | 26.0591 | 31.5374 | 5.4782 | 73.4821 | 0 | 0 | 382.6192 | 31.5374 | 5.4782 | 0 | 26.0591 | 47.423 | 0 | 380.6107 | 31.5374
|  |  | 29.8278 | 14.6402 | -15.1877 | 1.2339 | 0 | 15.1877 | 365.7441 | 14.6402 | 0 | 0 | 1.2339 | 0 | 28.5939 | 348.8397 | 14.6402
|  |  | 32.3465 | 3.3611 | -28.9854 | 0 | 0 | 28.9854 | 333.5381 | 3.3611 | 0 | 0 | 0 | 0 | 32.3465 | 312.8991 | 3.3611
|  |  | 33.6507 | 0.097893 | -33.5528 | 0 | 0 | 33.5528 | 296.2572 | 0.097893 | 0 | 0 | 0 | 0 | 33.6507 | 275.5095 | 0.097893
|  |  | 34.0882 | 0 | -34.0882 | 0 | 0 | 34.0882 | 258.3814 | 0 | 0 | 0 | 0 | 0 | 34.0882 | 237.6337 | 0
|  |  | 33.501 | 0 | -33.501 | 0 | 0 | 33.501 | 221.1581 | 0 | 0 | 0 | 0 | 0 | 33.501 | 200.4104 | 0
|  |  | 32.1465 | 0 | -32.1465 | 0 | 0 | 32.1465 | 185.4398 | 0 | 0 | 0 | 0 | 0 | 32.1465 | 164.692 | 0
|  |  | 30.2465 | 0 | -30.2465 | 0 | 0 | 30.2465 | 151.8326 | 0 | 0 | 0 | 0 | 0 | 30.2465 | 131.0849 | 0
|  |  | 28.1491 | 0 | -28.1491 | 0 | 0 | 28.1491 | 120.5558 | 0 | 0 | 0 | 0 | 0 | 28.1491 | 99.8081 | 0
|  |  | 25.2107 | 0 | -25.2107 | 0 | 0 | 25.2107 | 92.5439 | 0 | 0 | 0 | 0 | 0 | 25.2107 | 71.7962 | 0
|  |  | 21.4417 | 0 | -21.4417 | 0 | 0 | 21.4417 | 68.7199 | 0 | 0 | 0 | 0 | 0 | 21.4417 | 47.9721 | 0
|  |  | 17.5188 | 2.219 | -15.2998 | 0 | 0 | 15.2998 | 51.7201 | 2.219 | 0 | 0 | 0 | 0 | 17.5188 | 28.5068 | 2.219
|  |  | 14.3414 | 12.0021 | -2.3393 | 0 | 0 | 2.3393 | 49.1208 | 12.0021 | 0 | 0 | 0 | 0 | 14.3414 | 12.5719 | 12.0021
|  |  | 11.6673 | 31.6921 | 20.0248 | 0.35255 | 20.0248 | 0 | 67.1432 | 11.6673 | 0 | 0 | 0.35255 | 0 | 11.3147 | 0 | 11.6673
|  |  | 9.167 | 56.781 | 47.614 | 58.0957 | 47.614 | 0 | 109.9958 | 9.167 | 0 | 48.9287 | 9.167 | 0 | 0 | 0 | 9.167
|  |  | 7.1962 | 83.1309 | 75.9346 | 119.0118 | 75.9346 | 0 | 178.337 | 7.1962 | 0 | 111.8155 | 7.1962 | 0 | 0 | 0 | 7.1962
|  |  | 6.03 | 104.5432 | 98.5131 | 171.4666 | 98.5131 | 0 | 266.9988 | 6.03 | 0 | 165.4366 | 6.03 | 0 | 0 | 0 | 6.03
|  |  | 6.0645 | 118.9243 | 112.8599 | 209.0387 | 112.8599 | 0 | 368.5727 | 6.0645 | 0 | 202.9742 | 6.0645 | 0 | 0 | 0 | 6.0645
|  |  | 6.9622 | 128.7042 | 121.742 | 233.4907 | 15.6073 | 0 | 382.6192 | 113.0969 | 106.1347 | 226.5285 | 6.9622 | 0 | 0 | 0 | 113.0969
|  |  | 9.2104 | 130.0057 | 120.7953 | 245.8049 | 0 | 0 | 382.6192 | 130.0057 | 120.7953 | 236.5944 | 9.2104 | 0 | 0 | 0 | 130.0057
|  |  | 12.2202 | 118.5933 | 106.3731 | 238.5775 | 0 | 0 | 382.6192 | 118.5933 | 106.3731 | 226.3573 | 12.2202 | 0 | 0 | 0 | 118.5933
|  |  | 15.3949 | 102.5168 | 87.1219 | 211.6828 | 0 | 0 | 382.6192 | 102.5168 | 87.1219 | 82.9174 | 15.3949 | 113.3705 | 0 | 102.0334 | 102.5168
|  |  | 18.6761 | 88.2311 | 69.555 | 171.3407 | 0 | 0 | 382.6192 | 88.2311 | 69.555 | 0 | 18.6761 | 152.6646 | 0 | 239.4316 | 88.2311
|  |  | 22.1391 | 67.3746 | 45.2355 | 120.6738 | 0 | 0 | 382.6192 | 67.3746 | 45.2355 | 0 | 22.1391 | 98.5347 | 0 | 328.1128 | 67.3746
|  |  | 26.0591 | 40.5203 | 14.4612 | 61.4701 | 0 | 0 | 382.6192 | 40.5203 | 14.4612 | 0 | 26.0591 | 35.411 | 0 | 359.9827 | 40.5203
|  |  | 29.8278 | 17.2012 | -12.6267 | 0.88138 | 0 | 12.6267 | 368.5896 | 17.2012 | 0 | 0 | 0.88138 | 0 | 28.9464 | 327.8199 | 17.2012
|  |  | 32.3465 | 3.8635 | -28.4829 | 0 | 0 | 28.4829 | 336.9419 | 3.8635 | 0 | 0 | 0 | 0 | 32.3465 | 291.8794 | 3.8635
|  |  | 33.6507 | 0.17411 | -33.4766 | 0 | 0 | 33.4766 | 299.7457 | 0.17411 | 0 | 0 | 0 | 0 | 33.6507 | 254.4897 | 0.17411
|  |  | 34.0882 | 0 | -34.0882 | 0 | 0 | 34.0882 | 261.8699 | 0 | 0 | 0 | 0 | 0 | 34.0882 | 216.614 | 0
|  |  | 33.501 | 0 | -33.501 | 0 | 0 | 33.501 | 224.6466 | 0 | 0 | 0 | 0 | 0 | 33.501 | 179.3907 | 0
|  |  | 32.1465 | 0 | -32.1465 | 0 | 0 | 32.1465 | 188.9283 | 0 | 0 | 0 | 0 | 0 | 32.1465 | 143.6723 | 0
|  |  | 24.0861 | 0 | -24.0861 | 0 | 0 | 24.0861 | 162.166 | 0 | 0 | 0 | 0 | 0 | 24.0861 | 116.91 | 0
|  |  | 22.6294 | 0 | -22.6294 | 0 | 0 | 22.6294 | 137.0222 | 0 | 0 | 0 | 0 | 0 | 22.6294 | 91.7662 | 0
|  |  | 20.8758 | 0 | -20.8758 | 0 | 0 | 20.8758 | 113.8269 | 0 | 0 | 0 | 0 | 0 | 20.8758 | 68.5709 | 0
|  |  | 18.9345 | 0.032687 | -18.9018 | 0 | 0 | 18.9018 | 92.8249 | 0.032687 | 0 | 0 | 0 | 0 | 18.9345 | 47.5326 | 0.032687
|  |  | 15.4144 | 2.1595 | -13.255 | 0 | 0 | 13.255 | 78.0971 | 2.1595 | 0 | 0 | 0 | 0 | 15.4144 | 30.4055 | 2.1595
|  |  | 11.7376 | 11.143 | -0.59461 | 0 | 0 | 0.59461 | 77.4365 | 11.143 | 0 | 0 | 0 | 0 | 11.7376 | 17.3637 | 11.143
|  |  | 16.1057 | 29.4134 | 13.3077 | 0.47846 | 13.3077 | 0 | 89.4134 | 16.1057 | 0 | 0 | 0.47846 | 0 | 15.6273 | 0 | 16.1057
|  |  | 19.9504 | 54.506 | 34.5557 | 70.6113 | 34.5557 | 0 | 120.5135 | 19.9504 | 0 | 50.6609 | 19.9504 | 0 | 0 | 0 | 19.9504
|  |  | 26.3005 | 80.2758 | 53.9752 | 140.9708 | 53.9752 | 0 | 169.0912 | 26.3005 | 0 | 114.6703 | 26.3005 | 0 | 0 | 0 | 26.3005
|  |  | 31.0713 | 102.0695 | 70.9982 | 200.2248 | 70.9982 | 0 | 232.9896 | 31.0713 | 0 | 169.1535 | 31.0713 | 0 | 0 | 0 | 31.0713
|  |  | 33.2435 | 115.1403 | 81.8968 | 244.7976 | 81.8968 | 0 | 306.6967 | 33.2435 | 0 | 211.554 | 33.2435 | 0 | 0 | 0 | 33.2435
|  |  | 33.9264 | 119.596 | 85.6696 | 272.0197 | 84.3584 | 0 | 382.6192 | 35.2376 | 1.3112 | 238.0933 | 33.9264 | 0 | 0 | 0 | 35.2376
|  |  | 35.3688 | 119.8816 | 84.5128 | 281.1609 | 0 | 0 | 382.6192 | 119.8816 | 84.5128 | 245.7921 | 35.3688 | 0 | 0 | 0 | 119.8816
|  |  | 34.1685 | 117.4553 | 83.2867 | 271.5916 | 0 | 0 | 382.6192 | 117.4553 | 83.2867 | 237.4231 | 34.1685 | 0 | 0 | 0 | 117.4553
|  |  | 35.1159 | 107.0319 | 71.916 | 243.1104 | 0 | 0 | 382.6192 | 107.0319 | 71.916 | 119.6141 | 35.1159 | 88.3803 | 0 | 79.5423 | 107.0319
|  |  | 40.4938 | 87.3897 | 46.8959 | 198.5376 | 0 | 0 | 382.6192 | 87.3897 | 46.8959 | 0 | 40.4938 | 158.0438 | 0 | 221.7817 | 87.3897
|  |  | 46.2897 | 63.8641 | 17.5744 | 139.7117 | 0 | 0 | 382.6192 | 63.8641 | 17.5744 | 0 | 46.2897 | 93.422 | 0 | 305.8615 | 63.8641
|  |  | 46.7678 | 39.0396 | -7.7282 | 72.8525 | 0 | 7.7282 | 374.0324 | 39.0396 | 0 | 0 | 46.7678 | 26.0848 | 0 | 329.3378 | 39.0396
|  |  | 41.1187 | 17.0979 | -24.0208 | 0.57919 | 0 | 24.0208 | 347.3426 | 17.0979 | 0 | 0 | 0.57919 | 0 | 40.5395 | 284.2939 | 17.0979
|  |  | 30.6708 | 3.8074 | -26.8634 | 0 | 0 | 26.8634 | 317.4945 | 3.8074 | 0 | 0 | 0 | 0 | 30.6708 | 250.2153 | 3.8074
|  |  | 23.3615 | 0.17486 | -23.1867 | 0 | 0 | 23.1867 | 291.7315 | 0.17486 | 0 | 0 | 0 | 0 | 23.3615 | 224.258 | 0.17486
|  |  | 23.6941 | 0 | -23.6941 | 0 | 0 | 23.6941 | 265.4047 | 0 | 0 | 0 | 0 | 0 | 23.6941 | 197.9312 | 0
|  |  | 24.2768 | 0 | -24.2768 | 0 | 0 | 24.2768 | 238.4304 | 0 | 0 | 0 | 0 | 0 | 24.2768 | 170.9569 | 0
|  |  | 24.5562 | 0 | -24.5562 | 0 | 0 | 24.5562 | 211.1458 | 0 | 0 | 0 | 0 | 0 | 24.5562 | 143.6723 | 0
|  |  | 24.0861 | 0 | -24.0861 | 0 | 0 | 24.0861 | 184.3835 | 0 | 0 | 0 | 0 | 0 | 24.0861 | 116.91 | 0
|  |  | 22.6294 | 0 | -22.6294 | 0 | 0 | 22.6294 | 159.2397 | 0 | 0 | 0 | 0 | 0 | 22.6294 | 91.7662 | 0
|  |  | 20.8758 | 0 | -20.8758 | 0 | 0 | 20.8758 | 136.0444 | 0 | 0 | 0 | 0 | 0 | 20.8758 | 68.5709 | 0
|  |  | 18.9345 | 0.010664 | -18.9238 | 0 | 0 | 18.9238 | 115.0179 | 0.010664 | 0 | 0 | 0 | 0 | 18.9345 | 47.5326 | 0.010664
|  |  | 15.4144 | 2.5454 | -12.869 | 0 | 0 | 12.869 | 100.719 | 2.5454 | 0 | 0 | 0 | 0 | 15.4144 | 30.4055 | 2.5454
|  |  | 11.7376 | 12.0381 | 0.30046 | 0 | 0.30046 | 0 | 100.9894 | 11.7376 | 0 | 0 | 0 | 0 | 11.7376 | 17.3637 | 11.7376
|  |  | 16.1057 | 31.8394 | 15.7336 | 0.47846 | 15.7336 | 0 | 115.1497 | 16.1057 | 0 | 0 | 0.47846 | 0 | 15.6273 | 0 | 16.1057
|  |  | 19.9504 | 56.4268 | 36.4765 | 55.9552 | 36.4765 | 0 | 147.9785 | 19.9504 | 0 | 36.0048 | 19.9504 | 0 | 0 | 0 | 19.9504
|  |  | 26.3005 | 79.9248 | 53.6242 | 116.2165 | 53.6242 | 0 | 196.2403 | 26.3005 | 0 | 89.916 | 26.3005 | 0 | 0 | 0 | 26.3005
|  |  | 31.0713 | 97.5398 | 66.4685 | 168.7217 | 66.4685 | 0 | 256.062 | 31.0713 | 0 | 137.6504 | 31.0713 | 0 | 0 | 0 | 31.0713
|  |  | 33.2435 | 112.8955 | 79.652 | 209.5675 | 79.652 | 0 | 327.7488 | 33.2435 | 0 | 176.3239 | 33.2435 | 0 | 0 | 0 | 33.2435
|  |  | 33.9264 | 127.4854 | 93.559 | 233.3396 | 60.9672 | 0 | 382.6192 | 66.5182 | 32.5918 | 199.4132 | 33.9264 | 0 | 0 | 0 | 66.5182
|  |  | 35.3688 | 133.9497 | 98.5809 | 242.6319 | 0 | 0 | 382.6192 | 133.9497 | 98.5809 | 207.2631 | 35.3688 | 0 | 0 | 0 | 133.9497
|  |  | 34.1685 | 131.3629 | 97.1944 | 235.4549 | 0 | 0 | 382.6192 | 131.3629 | 97.1944 | 201.2864 | 34.1685 | 0 | 0 | 0 | 131.3629
|  |  | 35.1159 | 119.3051 | 84.1892 | 216.4171 | 0 | 0 | 382.6192 | 119.3051 | 84.1892 | 63.5887 | 35.1159 | 117.7125 | 0 | 105.9412 | 119.3051
|  |  | 40.4938 | 97.2046 | 56.7108 | 179.0213 | 0 | 0 | 382.6192 | 97.2046 | 56.7108 | 0 | 40.4938 | 138.5275 | 0 | 230.616 | 97.2046
|  |  | 46.2897 | 70.5135 | 24.2238 | 129.9661 | 0 | 0 | 382.6192 | 70.5135 | 24.2238 | 0 | 46.2897 | 83.6764 | 0 | 305.9247 | 70.5135
|  |  | 46.7678 | 43.0633 | -3.7045 | 71.6941 | 0 | 3.7045 | 378.5031 | 43.0633 | 0 | 0 | 46.7678 | 24.9264 | 0 | 328.3585 | 43.0633
|  |  | 41.1187 | 18.8139 | -22.3048 | 1.5109 | 0 | 22.3048 | 353.72 | 18.8139 | 0 | 0 | 1.5109 | 0 | 39.6077 | 284.3499 | 18.8139
|  |  | 30.6708 | 4.8966 | -25.7741 | 0 | 0 | 25.7741 | 325.0821 | 4.8966 | 0 | 0 | 0 | 0 | 30.6708 | 250.2712 | 4.8966
|  |  | 23.3615 | 0.24099 | -23.1205 | 0 | 0 | 23.1205 | 299.3926 | 0.24099 | 0 | 0 | 0 | 0 | 23.3615 | 224.314 | 0.24099
|  |  | 23.6941 | 0 | -23.6941 | 0 | 0 | 23.6941 | 273.0658 | 0 | 0 | 0 | 0 | 0 | 23.6941 | 197.9872 | 0
|  |  | 24.2768 | 0 | -24.2768 | 0 | 0 | 24.2768 | 246.0915 | 0 | 0 | 0 | 0 | 0 | 24.2768 | 171.0129 | 0
|  |  | 24.5562 | 0 | -24.5562 | 0 | 0 | 24.5562 | 218.8069 | 0 | 0 | 0 | 0 | 0 | 24.5562 | 143.7283 | 0
|  |  | 24.0861 | 0 | -24.0861 | 0 | 0 | 24.0861 | 192.0446 | 0 | 0 | 0 | 0 | 0 | 24.0861 | 116.966 | 0
|  |  | 22.6294 | 0 | -22.6294 | 0 | 0 | 22.6294 | 166.9008 | 0 | 0 | 0 | 0 | 0 | 22.6294 | 91.8222 | 0
|  |  | 20.8758 | 0 | -20.8758 | 0 | 0 | 20.8758 | 143.7055 | 0 | 0 | 0 | 0 | 0 | 20.8758 | 68.6269 | 0
|  |  | 18.9345 | 0.033133 | -18.9014 | 0 | 0 | 18.9014 | 122.704 | 0.033133 | 0 | 0 | 0 | 0 | 18.9345 | 47.5886 | 0.033133
|  |  | 15.4144 | 2.8115 | -12.603 | 0 | 0 | 12.603 | 108.7007 | 2.8115 | 0 | 0 | 0 | 0 | 15.4144 | 30.4614 | 2.8115
|  |  | 11.7376 | 14.279 | 2.5414 | 0 | 2.5414 | 0 | 110.9879 | 11.7376 | 0 | 0 | 0 | 0 | 11.7376 | 17.4196 | 11.7376
|  |  | 16.1057 | 36.5897 | 20.484 | 0.4281 | 20.484 | 0 | 129.4235 | 16.1057 | 0 | 0 | 0.4281 | 0 | 15.6777 | 0 | 16.1057
|  |  | 19.9504 | 63.3253 | 43.375 | 77.2846 | 43.375 | 0 | 168.461 | 19.9504 | 0 | 57.3342 | 19.9504 | 0 | 0 | 0 | 19.9504
|  |  | 26.3005 | 86.0533 | 59.7527 | 137.1934 | 59.7527 | 0 | 222.2384 | 26.3005 | 0 | 110.8929 | 26.3005 | 0 | 0 | 0 | 26.3005
|  |  | 31.0713 | 102.5356 | 71.4643 | 120.9256 | 71.4643 | 0 | 286.5563 | 31.0713 | 0 | 89.8543 | 31.0713 | 0 | 0 | 0 | 31.0713
|  |  | 33.2435 | 115.9314 | 82.6879 | 176.3268 | 82.6879 | 0 | 360.9754 | 33.2435 | 0 | 66.3512 | 33.2435 | 76.7321 | 0 | 69.0589 | 33.2435
|  |  | 33.9264 | 125.5901 | 91.6636 | 203.2971 | 24.0487 | 0 | 382.6192 | 101.5413 | 67.6149 | 0 | 33.9264 | 169.3706 | 0 | 221.4925 | 101.5413
|  |  | 35.3688 | 124.2815 | 88.9128 | 189.5223 | 0 | 0 | 382.6192 | 124.2815 | 88.9128 | 0 | 35.3688 | 154.1536 | 0 | 360.2307 | 124.2815
|  |  | 34.1685 | 120.3057 | 86.1371 | 65.323 | 0 | 0 | 382.6192 | 120.3057 | 86.1371 | 0 | 34.1685 | 31.1545 | 0 | 388.2697 | 120.3057
|  |  | 35.1159 | 114.615 | 79.4991 | 77.3098 | 0 | 0 | 382.6192 | 114.615 | 79.4991 | 0 | 35.1159 | 42.1939 | 0 | 426.2442 | 114.615
|  |  | 40.4938 | 94.351 | 53.8572 | 30.4455 | 0 | 0 | 382.6192 | 94.351 | 53.8572 | 0 | 30.4455 | 0 | 10.0484 | 415.0793 | 94.351
|  |  | 46.2897 | 69.3758 | 23.0861 | 11.2817 | 0 | 0 | 382.6192 | 69.3758 | 23.0861 | 0 | 11.2817 | 0 | 35.008 | 376.1816 | 69.3758
|  |  | 46.7678 | 43.7413 | -3.0264 | 4.7595 | 0 | 3.0264 | 379.2565 | 43.7413 | 0 | 0 | 4.7595 | 0 | 42.0083 | 329.5057 | 43.7413
|  |  | 41.1187 | 18.7628 | -22.3559 | 0.78065 | 0 | 22.3559 | 354.4166 | 18.7628 | 0 | 0 | 0.78065 | 0 | 40.338 | 284.6856 | 18.7628
|  |  | 30.6708 | 4.5436 | -26.1272 | 0 | 0 | 26.1272 | 325.3864 | 4.5436 | 0 | 0 | 0 | 0 | 30.6708 | 250.607 | 4.5436
|  |  | 23.3615 | 0.28379 | -23.0777 | 0 | 0 | 23.0777 | 299.7445 | 0.28379 | 0 | 0 | 0 | 0 | 23.3615 | 224.6498 | 0.28379
|  |  | 23.6941 | 0 | -23.6941 | 0 | 0 | 23.6941 | 273.4177 | 0 | 0 | 0 | 0 | 0 | 23.6941 | 198.3229 | 0
|  |  | 24.2768 | 0 | -24.2768 | 0 | 0 | 24.2768 | 246.4434 | 0 | 0 | 0 | 0 | 0 | 24.2768 | 171.3487 | 0
|  |  | 24.5562 | 0 | -24.5562 | 0 | 0 | 24.5562 | 219.1588 | 0 | 0 | 0 | 0 | 0 | 24.5562 | 144.0641 | 0
|  |  | 24.0861 | 0 | -24.0861 | 0 | 0 | 24.0861 | 192.3964 | 0 | 0 | 0 | 0 | 0 | 24.0861 | 117.3017 | 0
|  |  | 22.6294 | 0 | -22.6294 | 0 | 0 | 22.6294 | 167.2527 | 0 | 0 | 0 | 0 | 0 | 22.6294 | 92.158 | 0
|  |  | 20.8758 | 0 | -20.8758 | 0 | 0 | 20.8758 | 144.0574 | 0 | 0 | 0 | 0 | 0 | 20.8758 | 68.9627 | 0
|  |  | 18.9345 | 0.098908 | -18.8356 | 0 | 0 | 18.8356 | 123.1289 | 0.098908 | 0 | 0 | 0 | 0 | 18.9345 | 47.9243 | 0.098908
|  |  | 15.4144 | 3.1199 | -12.2946 | 0 | 0 | 12.2946 | 109.4683 | 3.1199 | 0 | 0 | 0 | 0 | 15.4144 | 30.7972 | 3.1199
|  |  | 11.7376 | 14.7078 | 2.9702 | 0 | 2.9702 | 0 | 112.1415 | 11.7376 | 0 | 0 | 0 | 0 | 11.7376 | 17.7554 | 11.7376
|  |  | 16.1057 | 36.088 | 19.9823 | 0.12591 | 19.9823 | 0 | 130.1255 | 16.1057 | 0 | 0 | 0.12591 | 0 | 15.9798 | 0 | 16.1057
|  |  | 19.9504 | 62.8776 | 42.9272 | 76.9069 | 42.9272 | 0 | 168.76 | 19.9504 | 0 | 56.9565 | 19.9504 | 0 | 0 | 0 | 19.9504
|  |  | 26.3005 | 85.7773 | 59.4767 | 154.5692 | 59.4767 | 0 | 222.2891 | 26.3005 | 0 | 128.2687 | 26.3005 | 0 | 0 | 0 | 26.3005
|  |  | 31.0713 | 104.4615 | 73.3902 | 218.8598 | 73.3902 | 0 | 288.3403 | 31.0713 | 0 | 187.7885 | 31.0713 | 0 | 0 | 0 | 31.0713
|  |  | 33.2435 | 119.7339 | 86.4903 | 267.7135 | 86.4903 | 0 | 366.1816 | 33.2435 | 0 | 234.47 | 33.2435 | 0 | 0 | 0 | 33.2435
|  |  | 33.9264 | 129.3828 | 95.4563 | 138.4525 | 18.2641 | 0 | 382.6192 | 111.1187 | 77.1922 | 104.5261 | 33.9264 | 0 | 0 | 0 | 111.1187
|  |  | 35.3688 | 130.5577 | 95.1889 | 149.9357 | 0 | 0 | 382.6192 | 130.5577 | 95.1889 | 4.6161 | 35.3688 | 109.9508 | 0 | 98.9557 | 130.5577
|  |  | 34.1685 | 123.6322 | 89.4636 | 141.4241 | 0 | 0 | 382.6192 | 123.6322 | 89.4636 | 0 | 34.1685 | 107.2555 | 0 | 195.4857 | 123.6322
|  |  | 35.1159 | 115.5233 | 80.4074 | 123.2676 | 0 | 0 | 382.6192 | 115.5233 | 80.4074 | 0 | 35.1159 | 88.1517 | 0 | 274.8222 | 115.5233
|  |  | 40.4938 | 98.4793 | 57.9855 | 97.632 | 0 | 0 | 382.6192 | 98.4793 | 57.9855 | 0 | 40.4938 | 57.1381 | 0 | 326.2465 | 98.4793
|  |  | 46.2897 | 72.4855 | 26.1958 | 67.9168 | 0 | 0 | 382.6192 | 72.4855 | 26.1958 | 0 | 46.2897 | 21.6271 | 0 | 345.7109 | 72.4855
|  |  | 46.7678 | 43.7836 | -2.9842 | 32.2838 | 0 | 2.9842 | 379.3035 | 43.7836 | 0 | 0 | 32.2838 | 0 | 14.484 | 329.6176 | 43.7836
|  |  | 41.1187 | 18.5329 | -22.5858 | 0.67992 | 0 | 22.5858 | 354.2082 | 18.5329 | 0 | 0 | 0.67992 | 0 | 40.4388 | 284.6856 | 18.5329
|  |  | 30.6708 | 4.7683 | -25.9024 | 0 | 0 | 25.9024 | 325.4277 | 4.7683 | 0 | 0 | 0 | 0 | 30.6708 | 250.607 | 4.7683
|  |  | 23.3615 | 0.37355 | -22.988 | 0 | 0 | 22.988 | 299.8855 | 0.37355 | 0 | 0 | 0 | 0 | 23.3615 | 224.6498 | 0.37355
|  |  | 23.6941 | 0 | -23.6941 | 0 | 0 | 23.6941 | 273.5587 | 0 | 0 | 0 | 0 | 0 | 23.6941 | 198.3229 | 0
|  |  | 24.2768 | 0 | -24.2768 | 0 | 0 | 24.2768 | 246.5844 | 0 | 0 | 0 | 0 | 0 | 24.2768 | 171.3487 | 0
|  |  | 24.5562 | 0 | -24.5562 | 0 | 0 | 24.5562 | 219.2998 | 0 | 0 | 0 | 0 | 0 | 24.5562 | 144.0641 | 0
|  |  | 24.0861 | 0 | -24.0861 | 0 | 0 | 24.0861 | 192.5374 | 0 | 0 | 0 | 0 | 0 | 24.0861 | 117.3017 | 0
|  |  | 22.6294 | 0 | -22.6294 | 0 | 0 | 22.6294 | 167.3937 | 0 | 0 | 0 | 0 | 0 | 22.6294 | 92.158 | 0
|  |  | 20.8758 | 0 | -20.8758 | 0 | 0 | 20.8758 | 144.1984 | 0 | 0 | 0 | 0 | 0 | 20.8758 | 68.9627 | 0
|  |  | 18.9345 | 0.12196 | -18.8125 | 0 | 0 | 18.8125 | 123.2956 | 0.12196 | 0 | 0 | 0 | 0 | 18.9345 | 47.9243 | 0.12196
|  |  | 15.4144 | 3.222 | -12.1924 | 0 | 0 | 12.1924 | 109.7484 | 3.222 | 0 | 0 | 0 | 0 | 15.4144 | 30.7972 | 3.222
|  |  | 11.7376 | 15.3896 | 3.652 | 0 | 3.652 | 0 | 113.0352 | 11.7376 | 0 | 0 | 0 | 0 | 11.7376 | 17.7554 | 11.7376
|  |  | 16.1057 | 35.4143 | 19.3086 | 0.12591 | 19.3086 | 0 | 130.4129 | 16.1057 | 0 | 0 | 0.12591 | 0 | 15.9798 | 0 | 16.1057
|  |  | 19.9504 | 58.4687 | 38.5184 | 63.6358 | 38.5184 | 0 | 165.0794 | 19.9504 | 0 | 43.6854 | 19.9504 | 0 | 0 | 0 | 19.9504
|  |  | 26.3005 | 83.8449 | 57.5443 | 125.3577 | 57.5443 | 0 | 216.8694 | 26.3005 | 0 | 99.0572 | 26.3005 | 0 | 0 | 0 | 26.3005
|  |  | 31.0713 | 103.0961 | 72.0248 | 178.3917 | 72.0248 | 0 | 281.6917 | 31.0713 | 0 | 147.3205 | 31.0713 | 0 | 0 | 0 | 31.0713
|  |  | 33.2435 | 118.2984 | 85.0549 | 218.6835 | 85.0549 | 0 | 358.241 | 33.2435 | 0 | 185.44 | 33.2435 | 0 | 0 | 0 | 33.2435
|  |  | 33.9264 | 132.1486 | 98.2222 | 244.722 | 27.0869 | 0 | 382.6192 | 105.0617 | 71.1353 | 210.7956 | 33.9264 | 0 | 0 | 0 | 105.0617
|  |  | 35.3688 | 133.1173 | 97.7486 | 253.284 | 0 | 0 | 382.6192 | 133.1173 | 97.7486 | 217.9153 | 35.3688 | 0 | 0 | 0 | 133.1173
|  |  | 34.1685 | 123.4979 | 89.3293 | 247.1899 | 0 | 0 | 382.6192 | 123.4979 | 89.3293 | 213.0214 | 34.1685 | 0 | 0 | 0 | 123.4979
|  |  | 35.1159 | 110.8505 | 75.7346 | 223.7703 | 0 | 0 | 382.6192 | 110.8505 | 75.7346 | 57.303 | 35.1159 | 131.3514 | 0 | 118.2163 | 110.8505
|  |  | 40.4938 | 93.9811 | 53.4873 | 184.7377 | 0 | 0 | 382.6192 | 93.9811 | 53.4873 | 0 | 40.4938 | 144.2439 | 0 | 248.0357 | 93.9811
|  |  | 46.2897 | 68.867 | 22.5774 | 133.2146 | 0 | 0 | 382.6192 | 68.867 | 22.5774 | 0 | 46.2897 | 86.9249 | 0 | 326.2682 | 68.867
|  |  | 46.7678 | 41.0984 | -5.6694 | 73.1295 | 0 | 5.6694 | 376.3199 | 41.0984 | 0 | 0 | 46.7678 | 26.3618 | 0 | 349.9938 | 41.0984
|  |  | 41.1187 | 19.0581 | -22.0606 | 1.1332 | 0 | 22.0606 | 351.8081 | 19.0581 | 0 | 0 | 1.1332 | 0 | 39.9855 | 305.5654 | 19.0581
|  |  | 30.6708 | 5.2116 | -25.4591 | 0 | 0 | 25.4591 | 323.5202 | 5.2116 | 0 | 0 | 0 | 0 | 30.6708 | 271.4868 | 5.2116
|  |  | 23.3615 | 0.34155 | -23.02 | 0 | 0 | 23.02 | 297.9425 | 0.34155 | 0 | 0 | 0 | 0 | 23.3615 | 245.5296 | 0.34155
|  |  | 23.6941 | 0 | -23.6941 | 0 | 0 | 23.6941 | 271.6157 | 0 | 0 | 0 | 0 | 0 | 23.6941 | 219.2028 | 0
|  |  | 24.2768 | 0 | -24.2768 | 0 | 0 | 24.2768 | 244.6414 | 0 | 0 | 0 | 0 | 0 | 24.2768 | 192.2285 | 0
|  |  | 24.5562 | 0 | -24.5562 | 0 | 0 | 24.5562 | 217.3568 | 0 | 0 | 0 | 0 | 0 | 24.5562 | 164.9439 | 0
|  |  | 30.2465 | 0 | -30.2465 | 0 | 0 | 30.2465 | 183.7496 | 0 | 0 | 0 | 0 | 0 | 30.2465 | 131.3367 | 0
|  |  | 28.1491 | 0 | -28.1491 | 0 | 0 | 28.1491 | 152.4728 | 0 | 0 | 0 | 0 | 0 | 28.1491 | 100.0599 | 0
|  |  | 25.2107 | 0 | -25.2107 | 0 | 0 | 25.2107 | 124.4609 | 0 | 0 | 0 | 0 | 0 | 25.2107 | 72.048 | 0
|  |  | 21.4417 | 0.11083 | -21.3308 | 0 | 0 | 21.3308 | 100.76 | 0.11083 | 0 | 0 | 0 | 0 | 21.4417 | 48.224 | 0.11083
|  |  | 17.5188 | 2.9121 | -14.6067 | 0 | 0 | 14.6067 | 84.5303 | 2.9121 | 0 | 0 | 0 | 0 | 17.5188 | 28.7586 | 2.9121
|  |  | 14.3414 | 13.2064 | -1.135 | 0 | 0 | 1.135 | 83.2693 | 13.2064 | 0 | 0 | 0 | 0 | 14.3414 | 12.8237 | 13.2064
|  |  | 11.6673 | 32.4304 | 20.7632 | 0.12591 | 20.7632 | 0 | 101.9561 | 11.6673 | 0 | 0 | 0.12591 | 0 | 11.5414 | 0 | 11.6673
|  |  | 9.167 | 54.5115 | 45.3445 | 67.388 | 45.3445 | 0 | 142.7662 | 9.167 | 0 | 58.221 | 9.167 | 0 | 0 | 0 | 9.167
|  |  | 7.1962 | 75.05 | 67.8538 | 132.9124 | 67.8538 | 0 | 203.8346 | 7.1962 | 0 | 125.7162 | 7.1962 | 0 | 0 | 0 | 7.1962
|  |  | 6.03 | 96.8577 | 90.8277 | 189.195 | 90.8277 | 0 | 285.5795 | 6.03 | 0 | 183.165 | 6.03 | 0 | 0 | 0 | 6.03
|  |  | 6.0645 | 114.7347 | 108.6702 | 231.879 | 107.8219 | 0 | 382.6192 | 6.9127 | 0.84828 | 225.8146 | 6.0645 | 0 | 0 | 0 | 6.9127
|  |  | 6.9622 | 122.5258 | 115.5636 | 258.3961 | 0 | 0 | 382.6192 | 122.5258 | 115.5636 | 251.4339 | 6.9622 | 0 | 0 | 0 | 122.5258
|  |  | 9.2104 | 124.1845 | 114.9741 | 266.807 | 0 | 0 | 382.6192 | 124.1845 | 114.9741 | 257.5965 | 9.2104 | 0 | 0 | 0 | 124.1845
|  |  | 12.2202 | 119.4583 | 107.238 | 257.9931 | 0 | 0 | 382.6192 | 119.4583 | 107.238 | 245.7729 | 12.2202 | 0 | 0 | 0 | 119.4583
|  |  | 15.3949 | 106.8263 | 91.4314 | 233.113 | 0 | 0 | 382.6192 | 106.8263 | 91.4314 | 130.5173 | 15.3949 | 87.2008 | 0 | 78.4807 | 106.8263
|  |  | 18.6761 | 89.5258 | 70.8497 | 192.0154 | 0 | 0 | 382.6192 | 89.5258 | 70.8497 | 0 | 18.6761 | 173.3393 | 0 | 234.4861 | 89.5258
|  |  | 22.1391 | 66.99 | 44.8509 | 137.4201 | 0 | 0 | 382.6192 | 66.99 | 44.8509 | 0 | 22.1391 | 115.2809 | 0 | 338.2389 | 66.99
|  |  | 26.0591 | 41.2615 | 15.2024 | 73.885 | 0 | 0 | 382.6192 | 41.2615 | 15.2024 | 0 | 26.0591 | 47.8259 | 0 | 381.2822 | 41.2615
|  |  | 29.8278 | 18.9251 | -10.9028 | 0.8562 | 0 | 10.9028 | 370.5051 | 18.9251 | 0 | 0 | 0.8562 | 0 | 28.9716 | 349.0915 | 18.9251
|  |  | 32.3465 | 4.9668 | -27.3797 | 0 | 0 | 27.3797 | 340.0832 | 4.9668 | 0 | 0 | 0 | 0 | 32.3465 | 313.151 | 4.9668
|  |  | 33.6507 | 0.37141 | -33.2793 | 0 | 0 | 33.2793 | 303.1062 | 0.37141 | 0 | 0 | 0 | 0 | 33.6507 | 275.7613 | 0.37141
|  |  | 34.0882 | 0 | -34.0882 | 0 | 0 | 34.0882 | 265.2304 | 0 | 0 | 0 | 0 | 0 | 34.0882 | 237.8855 | 0
|  |  | 33.501 | 0 | -33.501 | 0 | 0 | 33.501 | 228.0071 | 0 | 0 | 0 | 0 | 0 | 33.501 | 200.6622 | 0
|  |  | 32.1465 | 0 | -32.1465 | 0 | 0 | 32.1465 | 192.2888 | 0 | 0 | 0 | 0 | 0 | 32.1465 | 164.9439 | 0
|  |  | 30.2465 | 0 | -30.2465 | 0 | 0 | 30.2465 | 158.6816 | 0 | 0 | 0 | 0 | 0 | 30.2465 | 131.3367 | 0
|  |  | 28.1491 | 0 | -28.1491 | 0 | 0 | 28.1491 | 127.4048 | 0 | 0 | 0 | 0 | 0 | 28.1491 | 100.0599 | 0
|  |  | 25.2107 | 0 | -25.2107 | 0 | 0 | 25.2107 | 99.3929 | 0 | 0 | 0 | 0 | 0 | 25.2107 | 72.048 | 0
|  |  | 21.4417 | 0.12287 | -21.3188 | 0 | 0 | 21.3188 | 75.7054 | 0.12287 | 0 | 0 | 0 | 0 | 21.4417 | 48.224 | 0.12287
|  |  | 17.5188 | 2.9761 | -14.5428 | 0 | 0 | 14.5428 | 59.5468 | 2.9761 | 0 | 0 | 0 | 0 | 17.5188 | 28.7586 | 2.9761
|  |  | 14.3414 | 12.9984 | -1.3429 | 0 | 0 | 1.3429 | 58.0546 | 12.9984 | 0 | 0 | 0 | 0 | 14.3414 | 12.8237 | 12.9984
|  |  | 11.6673 | 30.3589 | 18.6917 | 0.12591 | 18.6917 | 0 | 74.8771 | 11.6673 | 0 | 0 | 0.12591 | 0 | 11.5414 | 0 | 11.6673
|  |  | 9.167 | 49.3204 | 40.1534 | 56.4588 | 40.1534 | 0 | 111.0152 | 9.167 | 0 | 47.2919 | 9.167 | 0 | 0 | 0 | 9.167
|  |  | 7.1962 | 68.8899 | 61.6937 | 115.1841 | 61.6937 | 0 | 166.5395 | 7.1962 | 0 | 107.9878 | 7.1962 | 0 | 0 | 0 | 7.1962
|  |  | 6.03 | 88.1138 | 82.0838 | 167.11 | 82.0838 | 0 | 240.4149 | 6.03 | 0 | 161.08 | 6.03 | 0 | 0 | 0 | 6.03
|  |  | 6.0645 | 103.8319 | 97.7675 | 206.9233 | 97.7675 | 0 | 328.4056 | 6.0645 | 0 | 200.8589 | 6.0645 | 0 | 0 | 0 | 6.0645
|  |  | 6.9622 | 119.3517 | 112.3895 | 228.832 | 60.2374 | 0 | 382.6192 | 59.1143 | 52.1521 | 221.8698 | 6.9622 | 0 | 0 | 0 | 59.1143
|  |  | 9.2104 | 126.7063 | 117.4959 | 241.2469 | 0 | 0 | 382.6192 | 126.7063 | 117.4959 | 232.0364 | 9.2104 | 0 | 0 | 0 | 126.7063
|  |  | 12.2202 | 114.298 | 102.0778 | 232.1057 | 0 | 0 | 382.6192 | 114.298 | 102.0778 | 219.8855 | 12.2202 | 0 | 0 | 0 | 114.298
|  |  | 15.3949 | 93.9149 | 78.5199 | 210.3733 | 0 | 0 | 382.6192 | 93.9149 | 78.5199 | 93.8139 | 15.3949 | 101.1645 | 0 | 91.0481 | 93.9149
|  |  | 18.6761 | 77.7127 | 59.0366 | 172.8264 | 0 | 0 | 382.6192 | 77.7127 | 59.0366 | 0 | 18.6761 | 154.1504 | 0 | 229.7834 | 77.7127
|  |  | 22.1391 | 58.7634 | 36.6242 | 124.5519 | 0 | 0 | 382.6192 | 58.7634 | 36.6242 | 0 | 22.1391 | 102.4128 | 0 | 321.9549 | 58.7634
|  |  | 26.0591 | 36.156 | 10.0969 | 68.219 | 0 | 0 | 382.6192 | 36.156 | 10.0969 | 0 | 26.0591 | 42.1598 | 0 | 359.8987 | 36.156
|  |  | 29.8278 | 16.4414 | -13.3864 | 1.3347 | 0 | 13.3864 | 367.7454 | 16.4414 | 0 | 0 | 1.3347 | 0 | 28.4932 | 328.2396 | 16.4414
|  |  | 32.3465 | 4.1314 | -28.215 | 0 | 0 | 28.215 | 336.3954 | 4.1314 | 0 | 0 | 0 | 0 | 32.3465 | 292.2991 | 4.1314
|  |  | 33.6507 | 0.32248 | -33.3282 | 0 | 0 | 33.3282 | 299.364 | 0.32248 | 0 | 0 | 0 | 0 | 33.6507 | 254.9094 | 0.32248
|  |  | 34.0882 | 0 | -34.0882 | 0 | 0 | 34.0882 | 261.4882 | 0 | 0 | 0 | 0 | 0 | 34.0882 | 217.0337 | 0
|  |  | 33.501 | 0 | -33.501 | 0 | 0 | 33.501 | 224.2649 | 0 | 0 | 0 | 0 | 0 | 33.501 | 179.8104 | 0
|  |  | 32.1465 | 0 | -32.1465 | 0 | 0 | 32.1465 | 188.5466 | 0 | 0 | 0 | 0 | 0 | 32.1465 | 144.092 | 0
|  |  | 24.0861 | 0 | -24.0861 | 0 | 0 | 24.0861 | 161.7843 | 0 | 0 | 0 | 0 | 0 | 24.0861 | 117.3297 | 0
|  |  | 22.6294 | 0 | -22.6294 | 0 | 0 | 22.6294 | 136.6405 | 0 | 0 | 0 | 0 | 0 | 22.6294 | 92.186 | 0
|  |  | 20.8758 | 0 | -20.8758 | 0 | 0 | 20.8758 | 113.4452 | 0 | 0 | 0 | 0 | 0 | 20.8758 | 68.9907 | 0
|  |  | 18.9345 | 0.15557 | -18.7789 | 0 | 0 | 18.7789 | 92.5797 | 0.15557 | 0 | 0 | 0 | 0 | 18.9345 | 47.9523 | 0.15557
|  |  | 15.4144 | 3.3826 | -12.0319 | 0 | 0 | 12.0319 | 79.211 | 3.3826 | 0 | 0 | 0 | 0 | 15.4144 | 30.8252 | 3.3826
|  |  | 11.7376 | 13.5886 | 1.851 | 0 | 1.851 | 0 | 80.8769 | 11.7376 | 0 | 0 | 0 | 0 | 11.7376 | 17.7834 | 11.7376
|  |  | 16.1057 | 30.0233 | 13.9176 | 0.10073 | 13.9176 | 0 | 93.4027 | 16.1057 | 0 | 0 | 0.10073 | 0 | 16.005 | 0 | 16.1057
|  |  | 19.9504 | 48.6273 | 28.6769 | 46.7636 | 28.6769 | 0 | 119.2119 | 19.9504 | 0 | 26.8132 | 19.9504 | 0 | 0 | 0 | 19.9504
|  |  | 26.3005 | 64.4659 | 38.1654 | 95.7433 | 38.1654 | 0 | 153.5607 | 26.3005 | 0 | 69.4428 | 26.3005 | 0 | 0 | 0 | 26.3005
|  |  | 31.0713 | 83.0031 | 51.9318 | 139.9635 | 51.9318 | 0 | 200.2994 | 31.0713 | 0 | 108.8922 | 31.0713 | 0 | 0 | 0 | 31.0713
|  |  | 33.2435 | 101.5823 | 68.3387 | 183.3275 | 68.3387 | 0 | 261.8042 | 33.2435 | 0 | 150.0839 | 33.2435 | 0 | 0 | 0 | 33.2435
|  |  | 33.9264 | 110.0856 | 76.1592 | 200.0737 | 76.1592 | 0 | 330.3475 | 33.9264 | 0 | 166.1473 | 33.9264 | 0 | 0 | 0 | 33.9264
|  |  | 35.3688 | 113.5841 | 78.2153 | 207.6788 | 58.0797 | 0 | 382.6192 | 55.5043 | 20.1356 | 172.31 | 35.3688 | 0 | 0 | 0 | 55.5043
|  |  | 34.1685 | 111.2428 | 77.0743 | 199.7464 | 0 | 0 | 382.6192 | 111.2428 | 77.0743 | 106.1057 | 34.1685 | 59.4722 | 0 | 53.5249 | 111.2428
|  |  | 35.1159 | 102.8349 | 67.719 | 180.91 | 0 | 0 | 382.6192 | 102.8349 | 67.719 | 0 | 35.1159 | 145.7941 | 0 | 184.7396 | 102.8349
|  |  | 40.4938 | 87.0844 | 46.5906 | 144.3956 | 0 | 0 | 382.6192 | 87.0844 | 46.5906 | 0 | 40.4938 | 103.9017 | 0 | 278.2512 | 87.0844
|  |  | 46.2897 | 62.2738 | 15.9842 | 98.7652 | 0 | 0 | 382.6192 | 62.2738 | 15.9842 | 0 | 46.2897 | 52.4755 | 0 | 325.4791 | 62.2738
|  |  | 46.7678 | 37.5123 | -9.2555 | 51.3972 | 0 | 9.2555 | 372.3354 | 37.5123 | 0 | 0 | 46.7678 | 4.6294 | 0 | 329.6456 | 37.5123
|  |  | 41.1187 | 17.5549 | -23.5638 | 0.67992 | 0 | 23.5638 | 346.1534 | 17.5549 | 0 | 0 | 0.67992 | 0 | 40.4388 | 284.7136 | 17.5549
|  |  | 30.6708 | 4.7508 | -25.92 | 0 | 0 | 25.92 | 317.3534 | 4.7508 | 0 | 0 | 0 | 0 | 30.6708 | 250.635 | 4.7508
|  |  | 23.3615 | 0.34876 | -23.0128 | 0 | 0 | 23.0128 | 291.7836 | 0.34876 | 0 | 0 | 0 | 0 | 23.3615 | 224.6777 | 0.34876
|  |  | 23.6941 | 0 | -23.6941 | 0 | 0 | 23.6941 | 265.4568 | 0 | 0 | 0 | 0 | 0 | 23.6941 | 198.3509 | 0
|  |  | 24.2768 | 0 | -24.2768 | 0 | 0 | 24.2768 | 238.4825 | 0 | 0 | 0 | 0 | 0 | 24.2768 | 171.3766 | 0
|  |  | 24.5562 | 0 | -24.5562 | 0 | 0 | 24.5562 | 211.1979 | 0 | 0 | 0 | 0 | 0 | 24.5562 | 144.092 | 0
|  |  | 24.0861 | 0 | -24.0861 | 0 | 0 | 24.0861 | 184.4356 | 0 | 0 | 0 | 0 | 0 | 24.0861 | 117.3297 | 0
|  |  | 22.6294 | 0 | -22.6294 | 0 | 0 | 22.6294 | 159.2918 | 0 | 0 | 0 | 0 | 0 | 22.6294 | 92.186 | 0
|  |  | 20.8758 | 0 | -20.8758 | 0 | 0 | 20.8758 | 136.0965 | 0 | 0 | 0 | 0 | 0 | 20.8758 | 68.9907 | 0
|  |  | 18.9345 | 0.14281 | -18.7917 | 0 | 0 | 18.7917 | 115.2169 | 0.14281 | 0 | 0 | 0 | 0 | 18.9345 | 47.9523 | 0.14281
|  |  | 15.4144 | 2.9514 | -12.4631 | 0 | 0 | 12.4631 | 101.369 | 2.9514 | 0 | 0 | 0 | 0 | 15.4144 | 30.8252 | 2.9514
|  |  | 11.7376 | 12.9113 | 1.1737 | 0 | 1.1737 | 0 | 102.4253 | 11.7376 | 0 | 0 | 0 | 0 | 11.7376 | 17.7834 | 11.7376
|  |  | 16.1057 | 29.4425 | 13.3368 | 0.10073 | 13.3368 | 0 | 114.4284 | 16.1057 | 0 | 0 | 0.10073 | 0 | 16.005 | 0 | 16.1057
|  |  | 19.9504 | 49.6391 | 29.6887 | 60.1103 | 29.6887 | 0 | 141.1483 | 19.9504 | 0 | 40.1599 | 19.9504 | 0 | 0 | 0 | 19.9504
|  |  | 26.3005 | 73.3024 | 47.0019 | 121.807 | 47.0019 | 0 | 183.45 | 26.3005 | 0 | 95.5065 | 26.3005 | 0 | 0 | 0 | 26.3005
|  |  | 31.0713 | 99.3155 | 68.2442 | 174.9166 | 68.2442 | 0 | 244.8698 | 31.0713 | 0 | 143.8453 | 31.0713 | 0 | 0 | 0 | 31.0713
|  |  | 33.2435 | 116.9553 | 83.7118 | 217.1977 | 83.7118 | 0 | 320.2104 | 33.2435 | 0 | 183.9542 | 33.2435 | 0 | 0 | 0 | 33.2435
|  |  | 33.9264 | 122.1678 | 88.2413 | 244.1932 | 69.3432 | 0 | 382.6192 | 52.8246 | 18.8981 | 210.2668 | 33.9264 | 0 | 0 | 0 | 52.8246
|  |  | 35.3688 | 119.9077 | 84.5389 | 254.3921 | 0 | 0 | 382.6192 | 119.9077 | 84.5389 | 219.0233 | 35.3688 | 0 | 0 | 0 | 119.9077
|  |  | 34.1685 | 112.4167 | 78.2481 | 246.5352 | 0 | 0 | 382.6192 | 112.4167 | 78.2481 | 212.3666 | 34.1685 | 0 | 0 | 0 | 112.4167
|  |  | 35.1159 | 95.6328 | 60.5169 | 223.1408 | 0 | 0 | 382.6192 | 95.6328 | 60.5169 | 76.6499 | 35.1159 | 111.3749 | 0 | 100.2374 | 95.6328
|  |  | 40.4938 | 77.1257 | 36.6319 | 183.6045 | 0 | 0 | 382.6192 | 77.1257 | 36.6319 | 0 | 40.4938 | 143.1106 | 0 | 229.037 | 77.1257
|  |  | 46.2897 | 59.6732 | 13.3835 | 132.8369 | 0 | 0 | 382.6192 | 59.6732 | 13.3835 | 0 | 46.2897 | 86.5472 | 0 | 306.9295 | 59.6732
|  |  | 46.7678 | 37.744 | -9.0237 | 71.4171 | 0 | 9.0237 | 372.5929 | 37.744 | 0 | 0 | 46.7678 | 24.6494 | 0 | 329.1139 | 37.744
|  |  | 41.1187 | 18.4285 | -22.6902 | 1.1584 | 0 | 22.6902 | 347.3816 | 18.4285 | 0 | 0 | 1.1584 | 0 | 39.9603 | 284.7136 | 18.4285
|  |  | 30.6708 | 5.0045 | -25.6663 | 0 | 0 | 25.6663 | 318.8635 | 5.0045 | 0 | 0 | 0 | 0 | 30.6708 | 250.635 | 5.0045
|  |  | 23.3615 | 0.17366 | -23.1879 | 0 | 0 | 23.1879 | 293.0992 | 0.17366 | 0 | 0 | 0 | 0 | 23.3615 | 224.6777 | 0.17366
|  |  | 23.6941 | 0 | -23.6941 | 0 | 0 | 23.6941 | 266.7724 | 0 | 0 | 0 | 0 | 0 | 23.6941 | 198.3509 | 0
|  |  | 24.2768 | 0 | -24.2768 | 0 | 0 | 24.2768 | 239.7981 | 0 | 0 | 0 | 0 | 0 | 24.2768 | 171.3766 | 0
|  |  | 24.5562 | 0 | -24.5562 | 0 | 0 | 24.5562 | 212.5135 | 0 | 0 | 0 | 0 | 0 | 24.5562 | 144.092 | 0
|  |  | 24.0861 | 0 | -24.0861 | 0 | 0 | 24.0861 | 185.7512 | 0 | 0 | 0 | 0 | 0 | 24.0861 | 117.3297 | 0
|  |  | 22.6294 | 0 | -22.6294 | 0 | 0 | 22.6294 | 160.6074 | 0 | 0 | 0 | 0 | 0 | 22.6294 | 92.186 | 0
|  |  | 20.8758 | 0 | -20.8758 | 0 | 0 | 20.8758 | 137.4121 | 0 | 0 | 0 | 0 | 0 | 20.8758 | 68.9907 | 0
|  |  | 18.9345 | 0.13129 | -18.8032 | 0 | 0 | 18.8032 | 116.5196 | 0.13129 | 0 | 0 | 0 | 0 | 18.9345 | 47.9523 | 0.13129
|  |  | 15.4144 | 3.6937 | -11.7208 | 0 | 0 | 11.7208 | 103.4966 | 3.6937 | 0 | 0 | 0 | 0 | 15.4144 | 30.8252 | 3.6937
|  |  | 11.7376 | 15.06 | 3.3224 | 0 | 3.3224 | 0 | 106.4867 | 11.7376 | 0 | 0 | 0 | 0 | 11.7376 | 17.7834 | 11.7376
|  |  | 16.1057 | 32.6604 | 16.5546 | 0.10073 | 16.5546 | 0 | 121.3859 | 16.1057 | 0 | 0 | 0.10073 | 0 | 16.005 | 0 | 16.1057
|  |  | 19.9504 | 55.1929 | 35.2426 | 58.0201 | 35.2426 | 0 | 153.1042 | 19.9504 | 0 | 38.0697 | 19.9504 | 0 | 0 | 0 | 19.9504
|  |  | 26.3005 | 81.1322 | 54.8317 | 116.4432 | 54.8317 | 0 | 202.4527 | 26.3005 | 0 | 90.1426 | 26.3005 | 0 | 0 | 0 | 26.3005
|  |  | 31.0713 | 102.5141 | 71.4428 | 167.0345 | 71.4428 | 0 | 266.7512 | 31.0713 | 0 | 135.9632 | 31.0713 | 0 | 0 | 0 | 31.0713
|  |  | 33.2435 | 115.669 | 82.4254 | 204.4806 | 82.4254 | 0 | 340.9341 | 33.2435 | 0 | 171.2371 | 33.2435 | 0 | 0 | 0 | 33.2435
|  |  | 33.9264 | 123.4622 | 89.5358 | 222.1838 | 46.3169 | 0 | 382.6192 | 77.1453 | 43.2189 | 188.2574 | 33.9264 | 0 | 0 | 0 | 77.1453
|  |  | 35.3688 | 121.9377 | 86.5689 | 225.8605 | 0 | 0 | 382.6192 | 121.9377 | 86.5689 | 190.4917 | 35.3688 | 0 | 0 | 0 | 121.9377
|  |  | 34.1685 | 113.5431 | 79.3745 | 221.3276 | 0 | 0 | 382.6192 | 113.5431 | 79.3745 | 187.1591 | 34.1685 | 0 | 0 | 0 | 113.5431
|  |  | 35.1159 | 101.337 | 66.2211 | 200.3004 | 0 | 0 | 382.6192 | 101.337 | 66.2211 | 15.5206 | 35.1159 | 149.6639 | 0 | 134.6975 | 101.337
|  |  | 40.4938 | 80.2117 | 39.7179 | 163.5342 | 0 | 0 | 382.6192 | 80.2117 | 39.7179 | 0 | 40.4938 | 123.0403 | 0 | 245.4338 | 80.2117
|  |  | 46.2897 | 58.9379 | 12.6482 | 119.1629 | 0 | 0 | 382.6192 | 58.9379 | 12.6482 | 0 | 46.2897 | 72.8732 | 0 | 311.0197 | 58.9379
|  |  | 46.7678 | 39.6031 | -7.1647 | 66.9347 | 0 | 7.1647 | 374.6585 | 39.6031 | 0 | 0 | 46.7678 | 20.1669 | 0 | 329.1699 | 39.6031
|  |  | 41.1187 | 18.8893 | -22.2294 | 1.108 | 0 | 22.2294 | 349.9592 | 18.8893 | 0 | 0 | 1.108 | 0 | 40.0107 | 284.7136 | 18.8893
|  |  | 30.6708 | 4.6067 | -26.0641 | 0 | 0 | 26.0641 | 320.9991 | 4.6067 | 0 | 0 | 0 | 0 | 30.6708 | 250.635 | 4.6067
|  |  | 23.3615 | 0.068105 | -23.2934 | 0 | 0 | 23.2934 | 295.1175 | 0.068105 | 0 | 0 | 0 | 0 | 23.3615 | 224.6777 | 0.068105
|  |  | 23.6941 | 0 | -23.6941 | 0 | 0 | 23.6941 | 268.7907 | 0 | 0 | 0 | 0 | 0 | 23.6941 | 198.3509 | 0
|  |  | 24.2768 | 0 | -24.2768 | 0 | 0 | 24.2768 | 241.8164 | 0 | 0 | 0 | 0 | 0 | 24.2768 | 171.3766 | 0
|  |  | 24.5562 | 0 | -24.5562 | 0 | 0 | 24.5562 | 214.5318 | 0 | 0 | 0 | 0 | 0 | 24.5562 | 144.092 | 0
|  |  | 24.0861 | 0 | -24.0861 | 0 | 0 | 24.0861 | 187.7695 | 0 | 0 | 0 | 0 | 0 | 24.0861 | 117.3297 | 0
|  |  | 22.6294 | 0 | -22.6294 | 0 | 0 | 22.6294 | 162.6257 | 0 | 0 | 0 | 0 | 0 | 22.6294 | 92.186 | 0
|  |  | 20.8758 | 0 | -20.8758 | 0 | 0 | 20.8758 | 139.4304 | 0 | 0 | 0 | 0 | 0 | 20.8758 | 68.9907 | 0
|  |  | 18.9345 | 0.21999 | -18.7145 | 0 | 0 | 18.7145 | 118.6365 | 0.21999 | 0 | 0 | 0 | 0 | 18.9345 | 47.9523 | 0.21999
|  |  | 15.4144 | 4.0117 | -11.4028 | 0 | 0 | 11.4028 | 105.9668 | 4.0117 | 0 | 0 | 0 | 0 | 15.4144 | 30.8252 | 4.0117
|  |  | 11.7376 | 16.8886 | 5.1509 | 0 | 5.1509 | 0 | 110.6026 | 11.7376 | 0 | 0 | 0 | 0 | 11.7376 | 17.7834 | 11.7376
|  |  | 16.1057 | 36.5746 | 20.4688 | 0.10073 | 20.4688 | 0 | 129.0246 | 16.1057 | 0 | 0 | 0.10073 | 0 | 16.005 | 0 | 16.1057
|  |  | 19.9504 | 56.9614 | 37.011 | 62.0241 | 37.011 | 0 | 162.3345 | 19.9504 | 0 | 42.0737 | 19.9504 | 0 | 0 | 0 | 19.9504
|  |  | 26.3005 | 76.428 | 50.1275 | 119.9183 | 50.1275 | 0 | 207.4492 | 26.3005 | 0 | 93.6178 | 26.3005 | 0 | 0 | 0 | 26.3005
|  |  | 31.0713 | 95.5219 | 64.4507 | 170.9629 | 64.4507 | 0 | 265.4548 | 31.0713 | 0 | 139.8917 | 31.0713 | 0 | 0 | 0 | 31.0713
|  |  | 33.2435 | 109.663 | 76.4194 | 210.1215 | 76.4194 | 0 | 334.2323 | 33.2435 | 0 | 176.878 | 33.2435 | 0 | 0 | 0 | 33.2435
|  |  | 33.9264 | 121.168 | 87.2416 | 230.494 | 53.7633 | 0 | 382.6192 | 67.4047 | 33.4783 | 196.5676 | 33.9264 | 0 | 0 | 0 | 67.4047
|  |  | 35.3688 | 125.4422 | 90.0734 | 240.0129 | 0 | 0 | 382.6192 | 125.4422 | 90.0734 | 204.6442 | 35.3688 | 0 | 0 | 0 | 125.4422
|  |  | 34.1685 | 117.266 | 83.0974 | 233.3144 | 0 | 0 | 382.6192 | 117.266 | 83.0974 | 199.1459 | 34.1685 | 0 | 0 | 0 | 117.266
|  |  | 35.1159 | 104.6348 | 69.5189 | 211.3554 | 0 | 0 | 382.6192 | 104.6348 | 69.5189 | 59.0829 | 35.1159 | 117.1566 | 0 | 105.441 | 104.6348
|  |  | 40.4938 | 88.2681 | 47.7742 | 179.4746 | 0 | 0 | 382.6192 | 88.2681 | 47.7742 | 0 | 40.4938 | 138.9807 | 0 | 230.5236 | 88.2681
|  |  | 46.2897 | 65.2632 | 18.9735 | 129.8402 | 0 | 0 | 382.6192 | 65.2632 | 18.9735 | 0 | 46.2897 | 83.5505 | 0 | 305.7191 | 65.2632
|  |  | 46.7678 | 40.3887 | -6.3791 | 72.5755 | 0 | 6.3791 | 375.5313 | 40.3887 | 0 | 0 | 46.7678 | 25.8077 | 0 | 328.9461 | 40.3887
|  |  | 41.1187 | 19.9025 | -21.2161 | 1.0073 | 0 | 21.2161 | 351.9578 | 19.9025 | 0 | 0 | 1.0073 | 0 | 40.1114 | 284.3778 | 19.9025
|  |  | 30.6708 | 5.36 | -25.3107 | 0 | 0 | 25.3107 | 323.8348 | 5.36 | 0 | 0 | 0 | 0 | 30.6708 | 250.2992 | 5.36
|  |  | 23.3615 | 0.12268 | -23.2389 | 0 | 0 | 23.2389 | 298.0139 | 0.12268 | 0 | 0 | 0 | 0 | 23.3615 | 224.342 | 0.12268
|  |  | 23.6941 | 0 | -23.6941 | 0 | 0 | 23.6941 | 271.6871 | 0 | 0 | 0 | 0 | 0 | 23.6941 | 198.0152 | 0
|  |  | 24.2768 | 0 | -24.2768 | 0 | 0 | 24.2768 | 244.7128 | 0 | 0 | 0 | 0 | 0 | 24.2768 | 171.0409 | 0
|  |  | 24.5562 | 0 | -24.5562 | 0 | 0 | 24.5562 | 217.4282 | 0 | 0 | 0 | 0 | 0 | 24.5562 | 143.7563 | 0
|  |  | 24.0861 | 0 | -24.0861 | 0 | 0 | 24.0861 | 190.6659 | 0 | 0 | 0 | 0 | 0 | 24.0861 | 116.994 | 0
|  |  | 22.6294 | 0 | -22.6294 | 0 | 0 | 22.6294 | 165.5221 | 0 | 0 | 0 | 0 | 0 | 22.6294 | 91.8502 | 0
|  |  | 20.8758 | 0 | -20.8758 | 0 | 0 | 20.8758 | 142.3268 | 0 | 0 | 0 | 0 | 0 | 20.8758 | 68.6549 | 0
|  |  | 18.9345 | 0.29415 | -18.6404 | 0 | 0 | 18.6404 | 121.6153 | 0.29415 | 0 | 0 | 0 | 0 | 18.9345 | 47.6165 | 0.29415
|  |  | 15.4144 | 4.2204 | -11.194 | 0 | 0 | 11.194 | 109.1775 | 4.2204 | 0 | 0 | 0 | 0 | 15.4144 | 30.4894 | 4.2204
|  |  | 11.7376 | 16.6049 | 4.8672 | 0 | 4.8672 | 0 | 113.558 | 11.7376 | 0 | 0 | 0 | 0 | 11.7376 | 17.4476 | 11.7376
|  |  | 16.1057 | 38.1467 | 22.041 | 0.40292 | 22.041 | 0 | 133.3948 | 16.1057 | 0 | 0 | 0.40292 | 0 | 15.7028 | 0 | 16.1057
|  |  | 19.9504 | 63.3068 | 43.3565 | 54.5701 | 43.3565 | 0 | 172.4157 | 19.9504 | 0 | 34.6198 | 19.9504 | 0 | 0 | 0 | 19.9504
|  |  | 26.3005 | 83.7576 | 57.4571 | 71.5682 | 57.4571 | 0 | 224.1271 | 26.3005 | 0 | 45.2677 | 26.3005 | 0 | 0 | 0 | 26.3005
|  |  | 31.0713 | 101.4437 | 70.3724 | 154.6952 | 70.3724 | 0 | 287.4622 | 31.0713 | 0 | 123.6239 | 31.0713 | 0 | 0 | 0 | 31.0713
|  |  | 33.2435 | 118.6225 | 85.379 | 82.4722 | 85.379 | 0 | 364.3033 | 33.2435 | 0 | 49.2286 | 33.2435 | 0 | 0 | 0 | 33.2435
|  |  | 33.9264 | 133.4535 | 99.5271 | 98.3874 | 20.351 | 0 | 382.6192 | 113.1025 | 79.176 | 59.6886 | 33.9264 | 4.7724 | 0 | 4.2952 | 113.1025
|  |  | 35.3688 | 137.4674 | 102.0987 | 31.5031 | 0 | 0 | 382.6192 | 137.4674 | 102.0987 | 0 | 31.5031 | 0 | 3.8657 | 0 | 137.4674
|  |  | 34.1685 | 126.9587 | 92.7901 | 92.5703 | 0 | 0 | 382.6192 | 126.9587 | 92.7901 | 58.4018 | 34.1685 | 0 | 0 | 0 | 126.9587
|  |  | 35.1159 | 109.9583 | 74.8424 | 226.6159 | 0 | 0 | 382.6192 | 109.9583 | 74.8424 | 66.3062 | 35.1159 | 125.1938 | 0 | 112.6745 | 109.9583
|  |  | 40.4938 | 87.7004 | 47.2066 | 160.0338 | 0 | 0 | 382.6192 | 87.7004 | 47.2066 | 0 | 40.4938 | 119.54 | 0 | 220.2604 | 87.7004
|  |  | 46.2897 | 64.3614 | 18.0718 | 146.3598 | 0 | 0 | 382.6192 | 64.3614 | 18.0718 | 0 | 46.2897 | 100.0701 | 0 | 310.3235 | 64.3614
|  |  | 46.7678 | 41.1371 | -5.6307 | 87.8612 | 0 | 5.6307 | 376.3629 | 41.1371 | 0 | 0 | 46.7678 | 41.0934 | 0 | 347.3076 | 41.1371
|  |  | 41.1187 | 20.0183 | -21.1004 | 3.5759 | 0 | 21.1004 | 352.918 | 20.0183 | 0 | 0 | 3.5759 | 0 | 37.5428 | 305.5934 | 20.0183
|  |  | 30.6708 | 5.8596 | -24.8111 | 0 | 0 | 24.8111 | 325.3501 | 5.8596 | 0 | 0 | 0 | 0 | 30.6708 | 271.5148 | 5.8596
|  |  | 23.3615 | 0.20616 | -23.1554 | 0 | 0 | 23.1554 | 299.6219 | 0.20616 | 0 | 0 | 0 | 0 | 23.3615 | 245.5576 | 0.20616
|  |  | 23.6941 | 0 | -23.6941 | 0 | 0 | 23.6941 | 273.2951 | 0 | 0 | 0 | 0 | 0 | 23.6941 | 219.2307 | 0
|  |  | 24.2768 | 0 | -24.2768 | 0 | 0 | 24.2768 | 246.3208 | 0 | 0 | 0 | 0 | 0 | 24.2768 | 192.2565 | 0
|  |  | 24.5562 | 0 | -24.5562 | 0 | 0 | 24.5562 | 219.0362 | 0 | 0 | 0 | 0 | 0 | 24.5562 | 164.9719 | 0
|  |  | 30.2465 | 0 | -30.2465 | 0 | 0 | 30.2465 | 185.429 | 0 | 0 | 0 | 0 | 0 | 30.2465 | 131.3647 | 0
|  |  | 28.1491 | 0 | -28.1491 | 0 | 0 | 28.1491 | 154.1522 | 0 | 0 | 0 | 0 | 0 | 28.1491 | 100.0879 | 0
|  |  | 25.2107 | 0 | -25.2107 | 0 | 0 | 25.2107 | 126.1403 | 0 | 0 | 0 | 0 | 0 | 25.2107 | 72.076 | 0
|  |  | 21.4417 | 0.26069 | -21.181 | 0 | 0 | 21.181 | 102.6059 | 0.26069 | 0 | 0 | 0 | 0 | 21.4417 | 48.2519 | 0.26069
|  |  | 17.5188 | 3.5253 | -13.9935 | 0 | 0 | 13.9935 | 87.0576 | 3.5253 | 0 | 0 | 0 | 0 | 17.5188 | 28.7866 | 3.5253
|  |  | 14.3414 | 13.6614 | -0.67996 | 0 | 0 | 0.67996 | 86.3021 | 13.6614 | 0 | 0 | 0 | 0 | 14.3414 | 12.8517 | 13.6614
|  |  | 11.6673 | 32.4782 | 20.8109 | 0.10073 | 20.8109 | 0 | 105.0319 | 11.6673 | 0 | 0 | 0.10073 | 0 | 11.5665 | 0 | 11.6673
|  |  | 9.167 | 54.7993 | 45.6323 | 78.5437 | 45.6323 | 0 | 146.101 | 9.167 | 0 | 69.3768 | 9.167 | 0 | 0 | 0 | 9.167
|  |  | 7.1962 | 76.6524 | 69.4562 | 157.8681 | 69.4562 | 0 | 208.6115 | 7.1962 | 0 | 150.6719 | 7.1962 | 0 | 0 | 0 | 7.1962
|  |  | 6.03 | 92.5411 | 86.5111 | 224.274 | 86.5111 | 0 | 286.4715 | 6.03 | 0 | 218.244 | 6.03 | 0 | 0 | 0 | 6.03
|  |  | 6.0645 | 100.6301 | 94.5657 | 272.6996 | 94.5657 | 0 | 371.5806 | 6.0645 | 0 | 266.6352 | 6.0645 | 0 | 0 | 0 | 6.0645
|  |  | 6.9622 | 108.2781 | 101.3159 | 147.8959 | 12.2651 | 0 | 382.6192 | 96.013 | 89.0508 | 140.9337 | 6.9622 | 0 | 0 | 0 | 96.013
|  |  | 9.2104 | 111.6887 | 102.4783 | 154.3678 | 0 | 0 | 382.6192 | 111.6887 | 102.4783 | 130.0694 | 9.2104 | 15.0879 | 0 | 13.5791 | 111.6887
|  |  | 12.2202 | 112.1693 | 99.949 | 150.0616 | 0 | 0 | 382.6192 | 112.1693 | 99.949 | 0 | 12.2202 | 137.8414 | 0 | 137.6364 | 112.1693
|  |  | 15.3949 | 112.3211 | 96.9262 | 133.9953 | 0 | 0 | 382.6192 | 112.3211 | 96.9262 | 0 | 15.3949 | 118.6003 | 0 | 244.3767 | 112.3211
|  |  | 18.6761 | 97.5502 | 78.8741 | 109.1403 | 0 | 0 | 382.6192 | 97.5502 | 78.8741 | 0 | 18.6761 | 90.4642 | 0 | 325.7944 | 97.5502
|  |  | 22.1391 | 72.044 | 49.9049 | 74.0865 | 0 | 0 | 382.6192 | 72.044 | 49.9049 | 0 | 22.1391 | 51.9473 | 0 | 372.547 | 72.044
|  |  | 26.0591 | 46.3748 | 20.3157 | 35.7337 | 0 | 0 | 382.6192 | 46.3748 | 20.3157 | 0 | 26.0591 | 9.6746 | 0 | 381.2542 | 46.3748
|  |  | 29.8278 | 22.1851 | -7.6427 | 0.73029 | 0 | 7.6427 | 374.1274 | 22.1851 | 0 | 0 | 0.73029 | 0 | 29.0975 | 348.9236 | 22.1851
|  |  | 32.3465 | 6.1605 | -26.186 | 0 | 0 | 26.186 | 345.0318 | 6.1605 | 0 | 0 | 0 | 0 | 32.3465 | 312.9831 | 6.1605
|  |  | 33.6507 | 0.27037 | -33.3803 | 0 | 0 | 33.3803 | 307.9426 | 0.27037 | 0 | 0 | 0 | 0 | 33.6507 | 275.5934 | 0.27037
|  |  | 34.0882 | 0 | -34.0882 | 0 | 0 | 34.0882 | 270.0668 | 0 | 0 | 0 | 0 | 0 | 34.0882 | 237.7176 | 0
|  |  | 33.501 | 0 | -33.501 | 0 | 0 | 33.501 | 232.8435 | 0 | 0 | 0 | 0 | 0 | 33.501 | 200.4943 | 0
|  |  | 32.1465 | 0 | -32.1465 | 0 | 0 | 32.1465 | 197.1252 | 0 | 0 | 0 | 0 | 0 | 32.1465 | 164.776 | 0
|  |  | 30.2465 | 0 | -30.2465 | 0 | 0 | 30.2465 | 163.518 | 0 | 0 | 0 | 0 | 0 | 30.2465 | 131.1688 | 0
|  |  | 28.1491 | 0 | -28.1491 | 0 | 0 | 28.1491 | 132.2412 | 0 | 0 | 0 | 0 | 0 | 28.1491 | 99.892 | 0
|  |  | 25.2107 | 0 | -25.2107 | 0 | 0 | 25.2107 | 104.2293 | 0 | 0 | 0 | 0 | 0 | 25.2107 | 71.8801 | 0
|  |  | 21.4417 | 0.33744 | -21.1042 | 0 | 0 | 21.1042 | 80.7802 | 0.33744 | 0 | 0 | 0 | 0 | 21.4417 | 48.0561 | 0.33744
|  |  | 17.5188 | 4.4542 | -13.0646 | 0 | 0 | 13.0646 | 66.2639 | 4.4542 | 0 | 0 | 0 | 0 | 17.5188 | 28.5907 | 4.4542
|  |  | 14.3414 | 18.2054 | 3.8641 | 0 | 3.8641 | 0 | 69.7416 | 14.3414 | 0 | 0 | 0 | 0 | 14.3414 | 12.6558 | 14.3414
|  |  | 11.6673 | 39.8475 | 28.1803 | 0.27701 | 28.1803 | 0 | 95.1039 | 11.6673 | 0 | 0 | 0.27701 | 0 | 11.3903 | 0 | 11.6673
|  |  | 9.167 | 63.1502 | 53.9832 | 74.6908 | 53.9832 | 0 | 143.6888 | 9.167 | 0 | 65.5239 | 9.167 | 0 | 0 | 0 | 9.167
|  |  | 7.1962 | 88.7323 | 81.5361 | 154.0404 | 81.5361 | 0 | 217.0713 | 7.1962 | 0 | 146.8442 | 7.1962 | 0 | 0 | 0 | 7.1962
|  |  | 6.03 | 111.1858 | 105.1558 | 196.0194 | 105.1558 | 0 | 311.7115 | 6.03 | 0 | 189.9894 | 6.03 | 0 | 0 | 0 | 6.03
|  |  | 6.0645 | 128.561 | 122.4965 | 220.8492 | 78.7864 | 0 | 382.6192 | 49.7747 | 43.7102 | 214.7847 | 6.0645 | 0 | 0 | 0 | 49.7747
|  |  | 6.9622 | 138.655 | 131.6928 | 231.7279 | 0 | 0 | 382.6192 | 138.655 | 131.6928 | 224.7657 | 6.9622 | 0 | 0 | 0 | 138.655
|  |  | 9.2104 | 139.2993 | 130.0888 | 201.2321 | 0 | 0 | 382.6192 | 139.2993 | 130.0888 | 52.8708 | 9.2104 | 139.1509 | 0 | 125.2358 | 139.2993
|  |  | 12.2202 | 131.3573 | 119.137 | 177.0823 | 0 | 0 | 382.6192 | 131.3573 | 119.137 | 0 | 12.2202 | 164.862 | 0 | 273.6116 | 131.3573
|  |  | 15.3949 | 116.8719 | 101.477 | 115.7632 | 0 | 0 | 382.6192 | 116.8719 | 101.477 | 0 | 15.3949 | 100.3683 | 0 | 363.9431 | 116.8719
|  |  | 18.6761 | 100.3565 | 81.6804 | 40.9969 | 0 | 0 | 382.6192 | 100.3565 | 81.6804 | 0 | 18.6761 | 22.3208 | 0 | 384.0318 | 100.3565
|  |  | 22.1391 | 77.177 | 55.0379 | 22.7397 | 0 | 0 | 382.6192 | 77.177 | 55.0379 | 0 | 22.1391 | 0.60054 | 0 | 384.5723 | 77.177
|  |  | 26.0591 | 49.522 | 23.4629 | 4.5076 | 0 | 0 | 382.6192 | 49.522 | 23.4629 | 0 | 4.5076 | 0 | 21.5515 | 360.6262 | 49.522
|  |  | 29.8278 | 24.1174 | -5.7104 | 0.67992 | 0 | 5.7104 | 376.2744 | 24.1174 | 0 | 0 | 0.67992 | 0 | 29.1479 | 328.2396 | 24.1174
|  |  | 32.3465 | 6.6977 | -25.6487 | 0 | 0 | 25.6487 | 347.7758 | 6.6977 | 0 | 0 | 0 | 0 | 32.3465 | 292.2991 | 6.6977
|  |  | 33.6507 | 0.40672 | -33.244 | 0 | 0 | 33.244 | 310.838 | 0.40672 | 0 | 0 | 0 | 0 | 33.6507 | 254.9094 | 0.40672
|  |  | 34.0882 | 0 | -34.0882 | 0 | 0 | 34.0882 | 272.9622 | 0 | 0 | 0 | 0 | 0 | 34.0882 | 217.0337 | 0
|  |  | 33.501 | 0 | -33.501 | 0 | 0 | 33.501 | 235.7389 | 0 | 0 | 0 | 0 | 0 | 33.501 | 179.8104 | 0
|  |  | 32.1465 | 0 | -32.1465 | 0 | 0 | 32.1465 | 200.0206 | 0 | 0 | 0 | 0 | 0 | 32.1465 | 144.092 | 0
|  |  | 24.0861 | 0 | -24.0861 | 0 | 0 | 24.0861 | 173.2583 | 0 | 0 | 0 | 0 | 0 | 24.0861 | 117.3297 | 0
|  |  | 22.6294 | 0 | -22.6294 | 0 | 0 | 22.6294 | 148.1145 | 0 | 0 | 0 | 0 | 0 | 22.6294 | 92.186 | 0
|  |  | 20.8758 | 0 | -20.8758 | 0 | 0 | 20.8758 | 124.9192 | 0 | 0 | 0 | 0 | 0 | 20.8758 | 68.9907 | 0
|  |  | 18.9345 | 0.41052 | -18.524 | 0 | 0 | 18.524 | 104.337 | 0.41052 | 0 | 0 | 0 | 0 | 18.9345 | 47.9523 | 0.41052
|  |  | 15.4144 | 5.2736 | -10.1409 | 0 | 0 | 10.1409 | 93.0694 | 5.2736 | 0 | 0 | 0 | 0 | 15.4144 | 30.8252 | 5.2736
|  |  | 11.7376 | 19.5647 | 7.8271 | 0 | 7.8271 | 0 | 100.1137 | 11.7376 | 0 | 0 | 0 | 0 | 11.7376 | 17.7834 | 11.7376
|  |  | 16.1057 | 39.4118 | 23.3061 | 0.10073 | 23.3061 | 0 | 121.0892 | 16.1057 | 0 | 0 | 0.10073 | 0 | 16.005 | 0 | 16.1057
|  |  | 19.9504 | 63.6352 | 43.6849 | 75.27 | 43.6849 | 0 | 160.4056 | 19.9504 | 0 | 55.3197 | 19.9504 | 0 | 0 | 0 | 19.9504
|  |  | 26.3005 | 90.1606 | 63.8601 | 148.878 | 63.8601 | 0 | 217.8797 | 26.3005 | 0 | 122.5775 | 26.3005 | 0 | 0 | 0 | 26.3005
|  |  | 31.0713 | 104.9312 | 73.8599 | 211.6324 | 73.8599 | 0 | 284.3536 | 31.0713 | 0 | 180.5611 | 31.0713 | 0 | 0 | 0 | 31.0713
|  |  | 33.2435 | 111.6033 | 78.3598 | 259.353 | 78.3598 | 0 | 354.8774 | 33.2435 | 0 | 226.1094 | 33.2435 | 0 | 0 | 0 | 33.2435
|  |  | 33.9264 | 113.1668 | 79.2404 | 288.3882 | 30.8243 | 0 | 382.6192 | 82.3426 | 48.4162 | 254.4618 | 33.9264 | 0 | 0 | 0 | 82.3426
|  |  | 35.3688 | 112.5278 | 77.159 | 298.4612 | 0 | 0 | 382.6192 | 112.5278 | 77.159 | 263.0924 | 35.3688 | 0 | 0 | 0 | 112.5278
|  |  | 34.1685 | 110.7376 | 76.5691 | 288.8163 | 0 | 0 | 382.6192 | 110.7376 | 76.5691 | 254.6478 | 34.1685 | 0 | 0 | 0 | 110.7376
|  |  | 35.1159 | 98.6779 | 63.562 | 260.6121 | 0 | 0 | 382.6192 | 98.6779 | 63.562 | 175.1132 | 35.1159 | 50.383 | 0 | 45.3447 | 98.6779
|  |  | 40.4938 | 82.9687 | 42.4748 | 214.5536 | 0 | 0 | 382.6192 | 82.9687 | 42.4748 | 0 | 40.4938 | 174.0598 | 0 | 201.9985 | 82.9687
|  |  | 46.2897 | 63.2957 | 17.0061 | 153.3353 | 0 | 0 | 382.6192 | 63.2957 | 17.0061 | 0 | 46.2897 | 107.0456 | 0 | 298.3395 | 63.2957
|  |  | 46.7678 | 40.4225 | -6.3453 | 81.4901 | 0 | 6.3453 | 375.5689 | 40.4225 | 0 | 0 | 46.7678 | 34.7223 | 0 | 329.5896 | 40.4225
|  |  | 41.1187 | 20.4658 | -20.6529 | 0.73029 | 0 | 20.6529 | 352.6213 | 20.4658 | 0 | 0 | 0.73029 | 0 | 40.3884 | 284.7136 | 20.4658
|  |  | 30.6708 | 5.9964 | -24.6744 | 0 | 0 | 24.6744 | 325.2053 | 5.9964 | 0 | 0 | 0 | 0 | 30.6708 | 250.635 | 5.9964
|  |  | 23.3615 | 0.41704 | -22.9445 | 0 | 0 | 22.9445 | 299.7115 | 0.41704 | 0 | 0 | 0 | 0 | 23.3615 | 224.6777 | 0.41704
|  |  | 23.6941 | 0 | -23.6941 | 0 | 0 | 23.6941 | 273.3847 | 0 | 0 | 0 | 0 | 0 | 23.6941 | 198.3509 | 0
|  |  | 24.2768 | 0 | -24.2768 | 0 | 0 | 24.2768 | 246.4104 | 0 | 0 | 0 | 0 | 0 | 24.2768 | 171.3766 | 0
|  |  | 24.5562 | 0 | -24.5562 | 0 | 0 | 24.5562 | 219.1258 | 0 | 0 | 0 | 0 | 0 | 24.5562 | 144.092 | 0
|  |  | 24.0861 | 0 | -24.0861 | 0 | 0 | 24.0861 | 192.3634 | 0 | 0 | 0 | 0 | 0 | 24.0861 | 117.3297 | 0
|  |  | 22.6294 | 0 | -22.6294 | 0 | 0 | 22.6294 | 167.2197 | 0 | 0 | 0 | 0 | 0 | 22.6294 | 92.186 | 0
|  |  | 20.8758 | 0 | -20.8758 | 0 | 0 | 20.8758 | 144.0244 | 0 | 0 | 0 | 0 | 0 | 20.8758 | 68.9907 | 0
|  |  | 18.9345 | 0.35563 | -18.5789 | 0 | 0 | 18.5789 | 123.3812 | 0.35563 | 0 | 0 | 0 | 0 | 18.9345 | 47.9523 | 0.35563
|  |  | 15.4144 | 4.2782 | -11.1362 | 0 | 0 | 11.1362 | 111.0076 | 4.2782 | 0 | 0 | 0 | 0 | 15.4144 | 30.8252 | 4.2782
|  |  | 11.7376 | 14.7341 | 2.9964 | 0 | 2.9964 | 0 | 113.7044 | 11.7376 | 0 | 0 | 0 | 0 | 11.7376 | 17.7834 | 11.7376
|  |  | 16.1057 | 31.9768 | 15.8711 | 0.10073 | 15.8711 | 0 | 127.9884 | 16.1057 | 0 | 0 | 0.10073 | 0 | 16.005 | 0 | 16.1057
|  |  | 19.9504 | 52.3034 | 32.3531 | 53.3614 | 32.3531 | 0 | 157.1061 | 19.9504 | 0 | 33.411 | 19.9504 | 0 | 0 | 0 | 19.9504
|  |  | 26.3005 | 75.485 | 49.1845 | 98.5385 | 49.1845 | 0 | 201.3722 | 26.3005 | 0 | 72.238 | 26.3005 | 0 | 0 | 0 | 26.3005
|  |  | 31.0713 | 100.5344 | 69.4631 | 134.927 | 69.4631 | 0 | 263.889 | 31.0713 | 0 | 103.8557 | 31.0713 | 0 | 0 | 0 | 31.0713
|  |  | 33.2435 | 118.0693 | 84.8258 | 160.5375 | 84.8258 | 0 | 340.2322 | 33.2435 | 0 | 127.2939 | 33.2435 | 0 | 0 | 0 | 33.2435
|  |  | 33.9264 | 123.3257 | 89.3992 | 174.5892 | 47.0967 | 0 | 382.6192 | 76.2289 | 42.3025 | 140.6628 | 33.9264 | 0 | 0 | 0 | 76.2289
|  |  | 35.3688 | 123.0754 | 87.7067 | 172.4991 | 0 | 0 | 382.6192 | 123.0754 | 87.7067 | 137.1303 | 35.3688 | 0 | 0 | 0 | 123.0754
|  |  | 34.1685 | 119.1786 | 85.01 | 162.9801 | 0 | 0 | 382.6192 | 119.1786 | 85.01 | 4.1231 | 34.1685 | 124.6885 | 0 | 112.2197 | 119.1786
|  |  | 35.1159 | 106.6453 | 71.5294 | 137.6719 | 0 | 0 | 382.6192 | 106.6453 | 71.5294 | 0 | 35.1159 | 102.556 | 0 | 204.5201 | 106.6453
|  |  | 40.4938 | 88.4207 | 47.9269 | 122.1847 | 0 | 0 | 382.6192 | 88.4207 | 47.9269 | 0 | 40.4938 | 81.6909 | 0 | 278.0419 | 88.4207
|  |  | 46.2897 | 65.4769 | 19.1872 | 97.3549 | 0 | 0 | 382.6192 | 65.4769 | 19.1872 | 0 | 46.2897 | 51.0653 | 0 | 324.0006 | 65.4769
|  |  | 46.7678 | 42.5379 | -4.2299 | 53.0088 | 0 | 4.2299 | 377.9194 | 42.5379 | 0 | 0 | 46.7678 | 6.2411 | 0 | 329.6176 | 42.5379
|  |  | 41.1187 | 22.4164 | -18.7023 | 0.73029 | 0 | 18.7023 | 357.1391 | 22.4164 | 0 | 0 | 0.73029 | 0 | 40.3884 | 284.7416 | 22.4164
|  |  | 30.6708 | 6.606 | -24.0648 | 0 | 0 | 24.0648 | 330.4005 | 6.606 | 0 | 0 | 0 | 0 | 30.6708 | 250.663 | 6.606
|  |  | 23.3615 | 0.57302 | -22.7885 | 0 | 0 | 22.7885 | 305.0799 | 0.57302 | 0 | 0 | 0 | 0 | 23.3615 | 224.7057 | 0.57302
|  |  | 23.6941 | 0 | -23.6941 | 0 | 0 | 23.6941 | 278.7531 | 0 | 0 | 0 | 0 | 0 | 23.6941 | 198.3789 | 0
|  |  | 24.2768 | 0 | -24.2768 | 0 | 0 | 24.2768 | 251.7788 | 0 | 0 | 0 | 0 | 0 | 24.2768 | 171.4046 | 0
|  |  | 24.5562 | 0 | -24.5562 | 0 | 0 | 24.5562 | 224.4942 | 0 | 0 | 0 | 0 | 0 | 24.5562 | 144.12 | 0
|  |  | 24.0861 | 0 | -24.0861 | 0 | 0 | 24.0861 | 197.7319 | 0 | 0 | 0 | 0 | 0 | 24.0861 | 117.3577 | 0
|  |  | 22.6294 | 0 | -22.6294 | 0 | 0 | 22.6294 | 172.5881 | 0 | 0 | 0 | 0 | 0 | 22.6294 | 92.2139 | 0
|  |  | 20.8758 | 0 | -20.8758 | 0 | 0 | 20.8758 | 149.3928 | 0 | 0 | 0 | 0 | 0 | 20.8758 | 69.0186 | 0
|  |  | 18.9345 | 0.29406 | -18.6405 | 0 | 0 | 18.6405 | 128.6812 | 0.29406 | 0 | 0 | 0 | 0 | 18.9345 | 47.9803 | 0.29406
|  |  | 15.4144 | 4.6495 | -10.7649 | 0 | 0 | 10.7649 | 116.7202 | 4.6495 | 0 | 0 | 0 | 0 | 15.4144 | 30.8531 | 4.6495
|  |  | 11.7376 | 17.7953 | 6.0576 | 0 | 6.0576 | 0 | 122.1721 | 11.7376 | 0 | 0 | 0 | 0 | 11.7376 | 17.8113 | 11.7376
|  |  | 16.1057 | 38.2574 | 22.1516 | 0.075547 | 22.1516 | 0 | 142.1085 | 16.1057 | 0 | 0 | 0.075547 | 0 | 16.0302 | 0 | 16.1057
|  |  | 19.9504 | 59.3155 | 39.3652 | 69.6796 | 39.3652 | 0 | 177.5372 | 19.9504 | 0 | 49.7292 | 19.9504 | 0 | 0 | 0 | 19.9504
|  |  | 26.3005 | 79.8777 | 53.5772 | 133.4413 | 53.5772 | 0 | 225.7566 | 26.3005 | 0 | 107.1407 | 26.3005 | 0 | 0 | 0 | 26.3005
|  |  | 31.0713 | 96.7788 | 65.7075 | 186.9034 | 65.7075 | 0 | 284.8934 | 31.0713 | 0 | 155.8321 | 31.0713 | 0 | 0 | 0 | 31.0713
|  |  | 33.2435 | 106.1855 | 72.9419 | 228.3535 | 72.9419 | 0 | 350.5412 | 33.2435 | 0 | 195.11 | 33.2435 | 0 | 0 | 0 | 33.2435
|  |  | 33.9264 | 112.3375 | 78.4111 | 254.7698 | 35.6423 | 0 | 382.6192 | 76.6952 | 42.7688 | 220.8434 | 33.9264 | 0 | 0 | 0 | 76.6952
|  |  | 35.3688 | 111.0471 | 75.6783 | 263.6592 | 0 | 0 | 382.6192 | 111.0471 | 75.6783 | 228.2904 | 35.3688 | 0 | 0 | 0 | 111.0471
|  |  | 34.1685 | 101.1136 | 66.9451 | 257.1369 | 0 | 0 | 382.6192 | 101.1136 | 66.9451 | 222.9684 | 34.1685 | 0 | 0 | 0 | 101.1136
|  |  | 35.1159 | 90.3879 | 55.272 | 234.1706 | 0 | 0 | 382.6192 | 90.3879 | 55.272 | 117.7506 | 35.1159 | 81.3041 | 0 | 73.1737 | 90.3879
|  |  | 40.4938 | 74.3321 | 33.8383 | 195.5913 | 0 | 0 | 382.6192 | 74.3321 | 33.8383 | 0 | 40.4938 | 155.0974 | 0 | 212.7614 | 74.3321
|  |  | 46.2897 | 54.5827 | 8.2931 | 142.7587 | 0 | 0 | 382.6192 | 54.5827 | 8.2931 | 0 | 46.2897 | 96.469 | 0 | 299.5835 | 54.5827
|  |  | 46.7678 | 35.7241 | -11.0437 | 79.828 | 0 | 11.0437 | 370.3485 | 35.7241 | 0 | 0 | 46.7678 | 33.0603 | 0 | 329.3378 | 35.7241
|  |  | 41.1187 | 18.4557 | -22.663 | 0.98211 | 0 | 22.663 | 345.1674 | 18.4557 | 0 | 0 | 0.98211 | 0 | 40.1366 | 284.7416 | 18.4557
|  |  | 30.6708 | 6.3236 | -24.3471 | 0 | 0 | 24.3471 | 318.115 | 6.3236 | 0 | 0 | 0 | 0 | 30.6708 | 250.663 | 6.3236
|  |  | 23.3615 | 0.57108 | -22.7905 | 0 | 0 | 22.7905 | 292.7923 | 0.57108 | 0 | 0 | 0 | 0 | 23.3615 | 224.7057 | 0.57108
|  |  | 23.6941 | 0 | -23.6941 | 0 | 0 | 23.6941 | 266.4655 | 0 | 0 | 0 | 0 | 0 | 23.6941 | 198.3789 | 0
|  |  | 24.2768 | 0 | -24.2768 | 0 | 0 | 24.2768 | 239.4912 | 0 | 0 | 0 | 0 | 0 | 24.2768 | 171.4046 | 0
|  |  | 24.5562 | 0 | -24.5562 | 0 | 0 | 24.5562 | 212.2066 | 0 | 0 | 0 | 0 | 0 | 24.5562 | 144.12 | 0
|  |  | 24.0861 | 0 | -24.0861 | 0 | 0 | 24.0861 | 185.4443 | 0 | 0 | 0 | 0 | 0 | 24.0861 | 117.3577 | 0
|  |  | 22.6294 | 0 | -22.6294 | 0 | 0 | 22.6294 | 160.3005 | 0 | 0 | 0 | 0 | 0 | 22.6294 | 92.2139 | 0
|  |  | 20.8758 | 0 | -20.8758 | 0 | 0 | 20.8758 | 137.1052 | 0 | 0 | 0 | 0 | 0 | 20.8758 | 69.0186 | 0
|  |  | 18.9345 | 0.064362 | -18.8701 | 0 | 0 | 18.8701 | 116.1384 | 0.064362 | 0 | 0 | 0 | 0 | 18.9345 | 47.9803 | 0.064362
|  |  | 15.4144 | 4.2891 | -11.1254 | 0 | 0 | 11.1254 | 103.7769 | 4.2891 | 0 | 0 | 0 | 0 | 15.4144 | 30.8531 | 4.2891
|  |  | 11.7376 | 16.9008 | 5.1632 | 0 | 5.1632 | 0 | 108.4237 | 11.7376 | 0 | 0 | 0 | 0 | 11.7376 | 17.8113 | 11.7376
|  |  | 16.1057 | 37.1041 | 20.9984 | 0.075547 | 20.9984 | 0 | 127.3223 | 16.1057 | 0 | 0 | 0.075547 | 0 | 16.0302 | 0 | 16.1057
|  |  | 19.9504 | 62.6757 | 42.7254 | 55.3004 | 42.7254 | 0 | 165.7751 | 19.9504 | 0 | 35.3501 | 19.9504 | 0 | 0 | 0 | 19.9504
|  |  | 26.3005 | 86.6361 | 60.3355 | 105.7407 | 60.3355 | 0 | 220.0771 | 26.3005 | 0 | 79.4401 | 26.3005 | 0 | 0 | 0 | 26.3005
|  |  | 31.0713 | 104.8139 | 73.7426 | 146.6368 | 73.7426 | 0 | 286.4455 | 31.0713 | 0 | 115.5655 | 31.0713 | 0 | 0 | 0 | 31.0713
|  |  | 33.2435 | 112.9933 | 79.7497 | 175.0929 | 79.7497 | 0 | 358.2202 | 33.2435 | 0 | 141.8493 | 33.2435 | 0 | 0 | 0 | 33.2435
|  |  | 33.9264 | 119.3558 | 85.4294 | 198.3362 | 27.11 | 0 | 382.6192 | 92.2458 | 58.3194 | 164.4097 | 33.9264 | 0 | 0 | 0 | 92.2458
|  |  | 35.3688 | 117.3304 | 81.9616 | 202.869 | 0 | 0 | 382.6192 | 117.3304 | 81.9616 | 167.5002 | 35.3688 | 0 | 0 | 0 | 117.3304
|  |  | 34.1685 | 102.7593 | 68.5907 | 195.3898 | 0 | 0 | 382.6192 | 102.7593 | 68.5907 | 108.2328 | 34.1685 | 52.9885 | 0 | 47.6896 | 102.7593
|  |  | 35.1159 | 92.4626 | 57.3467 | 174.1611 | 0 | 0 | 382.6192 | 92.4626 | 57.3467 | 0 | 35.1159 | 139.0452 | 0 | 172.8303 | 92.4626
|  |  | 40.4938 | 79.8458 | 39.352 | 144.1186 | 0 | 0 | 382.6192 | 79.8458 | 39.352 | 0 | 40.4938 | 103.6247 | 0 | 266.0926 | 79.8458
|  |  | 46.2897 | 59.3886 | 13.0989 | 105.514 | 0 | 0 | 382.6192 | 59.3886 | 13.0989 | 0 | 46.2897 | 59.2244 | 0 | 319.3945 | 59.3886
|  |  | 46.7678 | 36.7597 | -10.0081 | 58.0957 | 0 | 10.0081 | 371.4991 | 36.7597 | 0 | 0 | 46.7678 | 11.3279 | 0 | 329.5896 | 36.7597
|  |  | 41.1187 | 18.0599 | -23.0588 | 0.75547 | 0 | 23.0588 | 345.8782 | 18.0599 | 0 | 0 | 0.75547 | 0 | 40.3632 | 284.7416 | 18.0599
|  |  | 30.6708 | 5.6775 | -24.9932 | 0 | 0 | 24.9932 | 318.108 | 5.6775 | 0 | 0 | 0 | 0 | 30.6708 | 250.663 | 5.6775
|  |  | 23.3615 | 0.58908 | -22.7725 | 0 | 0 | 22.7725 | 292.8053 | 0.58908 | 0 | 0 | 0 | 0 | 23.3615 | 224.7057 | 0.58908
|  |  | 23.6941 | 0 | -23.6941 | 0 | 0 | 23.6941 | 266.4785 | 0 | 0 | 0 | 0 | 0 | 23.6941 | 198.3789 | 0
|  |  | 24.2768 | 0 | -24.2768 | 0 | 0 | 24.2768 | 239.5042 | 0 | 0 | 0 | 0 | 0 | 24.2768 | 171.4046 | 0
|  |  | 24.5562 | 0 | -24.5562 | 0 | 0 | 24.5562 | 212.2196 | 0 | 0 | 0 | 0 | 0 | 24.5562 | 144.12 | 0
|  |  | 24.0861 | 0 | -24.0861 | 0 | 0 | 24.0861 | 185.4573 | 0 | 0 | 0 | 0 | 0 | 24.0861 | 117.3577 | 0
|  |  | 22.6294 | 0 | -22.6294 | 0 | 0 | 22.6294 | 160.3135 | 0 | 0 | 0 | 0 | 0 | 22.6294 | 92.2139 | 0
|  |  | 20.8758 | 0 | -20.8758 | 0 | 0 | 20.8758 | 137.1182 | 0 | 0 | 0 | 0 | 0 | 20.8758 | 69.0186 | 0
|  |  | 18.9345 | 0.079643 | -18.8549 | 0 | 0 | 18.8549 | 116.1683 | 0.079643 | 0 | 0 | 0 | 0 | 18.9345 | 47.9803 | 0.079643
|  |  | 15.4144 | 4.5605 | -10.8539 | 0 | 0 | 10.8539 | 104.1085 | 4.5605 | 0 | 0 | 0 | 0 | 15.4144 | 30.8531 | 4.5605
|  |  | 11.7376 | 16.382 | 4.6443 | 0 | 4.6443 | 0 | 108.2884 | 11.7376 | 0 | 0 | 0 | 0 | 11.7376 | 17.8113 | 11.7376
|  |  | 16.1057 | 33.9063 | 17.8006 | 0.075547 | 17.8006 | 0 | 124.3089 | 16.1057 | 0 | 0 | 0.075547 | 0 | 16.0302 | 0 | 16.1057
|  |  | 19.9504 | 56.4906 | 36.5402 | 47.9976 | 36.5402 | 0 | 157.1951 | 19.9504 | 0 | 28.0472 | 19.9504 | 0 | 0 | 0 | 19.9504
|  |  | 26.3005 | 80.4735 | 54.173 | 92.8977 | 54.173 | 0 | 205.9508 | 26.3005 | 0 | 66.5972 | 26.3005 | 0 | 0 | 0 | 26.3005
|  |  | 31.0713 | 97.5593 | 66.4881 | 132.2577 | 66.4881 | 0 | 265.79 | 31.0713 | 0 | 101.1864 | 31.0713 | 0 | 0 | 0 | 31.0713
|  |  | 33.2435 | 108.6958 | 75.4522 | 161.444 | 75.4522 | 0 | 333.6971 | 33.2435 | 0 | 128.2005 | 33.2435 | 0 | 0 | 0 | 33.2435
|  |  | 33.9264 | 118.7183 | 84.7919 | 178.1399 | 54.358 | 0 | 382.6192 | 64.3603 | 30.4339 | 144.2135 | 33.9264 | 0 | 0 | 0 | 64.3603
|  |  | 35.3688 | 122.3268 | 86.9581 | 187.5833 | 0 | 0 | 382.6192 | 122.3268 | 86.9581 | 151.7857 | 35.3688 | 0.42877 | 0 | 0.38589 | 122.3268
|  |  | 34.1685 | 115.1898 | 81.0212 | 180.91 | 0 | 0 | 382.6192 | 115.1898 | 81.0212 | 0 | 34.1685 | 146.7414 | 0 | 132.4532 | 115.1898
|  |  | 35.1159 | 101.5679 | 66.452 | 150.7415 | 0 | 0 | 382.6192 | 101.5679 | 66.452 | 0 | 35.1159 | 115.6256 | 0 | 236.5162 | 101.5679
|  |  | 40.4938 | 88.716 | 48.2222 | 127.1205 | 0 | 0 | 382.6192 | 88.716 | 48.2222 | 0 | 40.4938 | 86.6266 | 0 | 314.4802 | 88.716
|  |  | 46.2897 | 70.8332 | 24.5435 | 87.4331 | 0 | 0 | 382.6192 | 70.8332 | 24.5435 | 0 | 46.2897 | 41.1434 | 0 | 351.5093 | 70.8332
|  |  | 46.7678 | 46.9918 | 0.22399 | 45.8319 | 0 | 0 | 382.6192 | 46.9918 | 0.22399 | 0 | 45.8319 | 0 | 0.9359 | 350.4694 | 46.9918
|  |  | 41.1187 | 24.8639 | -16.2547 | 0.75547 | 0 | 16.2547 | 364.5584 | 24.8639 | 0 | 0 | 0.75547 | 0 | 40.3632 | 305.6214 | 24.8639
|  |  | 30.6708 | 7.8855 | -22.7853 | 0 | 0 | 22.7853 | 339.2414 | 7.8855 | 0 | 0 | 0 | 0 | 30.6708 | 271.5428 | 7.8855
|  |  | 23.3615 | 0.78479 | -22.5767 | 0 | 0 | 22.5767 | 314.1562 | 0.78479 | 0 | 0 | 0 | 0 | 23.3615 | 245.5855 | 0.78479
|  |  | 23.6941 | 0 | -23.6941 | 0 | 0 | 23.6941 | 287.8294 | 0 | 0 | 0 | 0 | 0 | 23.6941 | 219.2587 | 0
|  |  | 24.2768 | 0 | -24.2768 | 0 | 0 | 24.2768 | 260.8551 | 0 | 0 | 0 | 0 | 0 | 24.2768 | 192.2844 | 0
|  |  | 24.5562 | 0 | -24.5562 | 0 | 0 | 24.5562 | 233.5705 | 0 | 0 | 0 | 0 | 0 | 24.5562 | 164.9998 | 0
|  |  | 30.2465 | 0 | -30.2465 | 0 | 0 | 30.2465 | 199.9633 | 0 | 0 | 0 | 0 | 0 | 30.2465 | 131.3927 | 0
|  |  | 28.1491 | 0 | -28.1491 | 0 | 0 | 28.1491 | 168.6865 | 0 | 0 | 0 | 0 | 0 | 28.1491 | 100.1159 | 0
|  |  | 25.2107 | 0 | -25.2107 | 0 | 0 | 25.2107 | 140.6746 | 0 | 0 | 0 | 0 | 0 | 25.2107 | 72.104 | 0
|  |  | 21.4417 | 0.11368 | -21.328 | 0 | 0 | 21.328 | 116.9769 | 0.11368 | 0 | 0 | 0 | 0 | 21.4417 | 48.2799 | 0.11368
|  |  | 17.5188 | 5.0064 | -12.5125 | 0 | 0 | 12.5125 | 103.0741 | 5.0064 | 0 | 0 | 0 | 0 | 17.5188 | 28.8145 | 5.0064
|  |  | 14.3414 | 17.995 | 3.6536 | 0 | 3.6536 | 0 | 106.3624 | 14.3414 | 0 | 0 | 0 | 0 | 14.3414 | 12.8797 | 14.3414
|  |  | 11.6673 | 37.5843 | 25.917 | 0.075547 | 25.917 | 0 | 129.6877 | 11.6673 | 0 | 0 | 0.075547 | 0 | 11.5917 | 0 | 11.6673
|  |  | 9.167 | 60.9254 | 51.7584 | 30.1433 | 51.7584 | 0 | 176.2702 | 9.167 | 0 | 20.9763 | 9.167 | 0 | 0 | 0 | 9.167
|  |  | 7.1962 | 85.067 | 77.8708 | 63.7869 | 77.8708 | 0 | 246.3539 | 7.1962 | 0 | 56.5907 | 7.1962 | 0 | 0 | 0 | 7.1962
|  |  | 6.03 | 106.7157 | 100.6857 | 98.6896 | 100.6857 | 0 | 336.9711 | 6.03 | 0 | 92.6596 | 6.03 | 0 | 0 | 0 | 6.03
|  |  | 6.0645 | 119.6148 | 113.5504 | 126.7679 | 50.7202 | 0 | 382.6192 | 68.8947 | 62.8302 | 120.7035 | 6.0645 | 0 | 0 | 0 | 68.8947
|  |  | 6.9622 | 120.1115 | 113.1493 | 143.1365 | 0 | 0 | 382.6192 | 120.1115 | 113.1493 | 136.1743 | 6.9622 | 0 | 0 | 0 | 120.1115
|  |  | 9.2104 | 118.3221 | 109.1116 | 149.7846 | 0 | 0 | 382.6192 | 118.3221 | 109.1116 | 140.5742 | 9.2104 | 0 | 0 | 0 | 118.3221
|  |  | 12.2202 | 116.536 | 104.3158 | 152.605 | 0 | 0 | 382.6192 | 116.536 | 104.3158 | 11.9669 | 12.2202 | 128.4179 | 0 | 115.5761 | 116.536
|  |  | 15.3949 | 104.1616 | 88.7667 | 143.8919 | 0 | 0 | 382.6192 | 104.1616 | 88.7667 | 0 | 15.3949 | 128.497 | 0 | 231.2234 | 104.1616
|  |  | 18.6761 | 84 | 65.3239 | 115.9899 | 0 | 0 | 382.6192 | 84 | 65.3239 | 0 | 18.6761 | 97.3138 | 0 | 318.8058 | 84
|  |  | 22.1391 | 62.4926 | 40.3535 | 80.6339 | 0 | 0 | 382.6192 | 62.4926 | 40.3535 | 0 | 22.1391 | 58.4947 | 0 | 371.4511 | 62.4926
|  |  | 26.0591 | 39.4677 | 13.4086 | 37.1691 | 0 | 0 | 382.6192 | 39.4677 | 13.4086 | 0 | 26.0591 | 11.11 | 0 | 381.4501 | 39.4677
|  |  | 29.8278 | 19.366 | -10.4618 | 0.75547 | 0 | 10.4618 | 370.995 | 19.366 | 0 | 0 | 0.75547 | 0 | 29.0724 | 349.1474 | 19.366
|  |  | 32.3465 | 6.4507 | -25.8957 | 0 | 0 | 25.8957 | 342.222 | 6.4507 | 0 | 0 | 0 | 0 | 32.3465 | 313.2069 | 6.4507
|  |  | 33.6507 | 0.70084 | -32.9499 | 0 | 0 | 32.9499 | 305.611 | 0.70084 | 0 | 0 | 0 | 0 | 33.6507 | 275.8172 | 0.70084
|  |  | 34.0882 | 0 | -34.0882 | 0 | 0 | 34.0882 | 267.7352 | 0 | 0 | 0 | 0 | 0 | 34.0882 | 237.9415 | 0
|  |  | 33.501 | 0 | -33.501 | 0 | 0 | 33.501 | 230.5119 | 0 | 0 | 0 | 0 | 0 | 33.501 | 200.7182 | 0
|  |  | 32.1465 | 0 | -32.1465 | 0 | 0 | 32.1465 | 194.7936 | 0 | 0 | 0 | 0 | 0 | 32.1465 | 164.9998 | 0
|  |  | 30.2465 | 0 | -30.2465 | 0 | 0 | 30.2465 | 161.1864 | 0 | 0 | 0 | 0 | 0 | 30.2465 | 131.3927 | 0
|  |  | 28.1491 | 0 | -28.1491 | 0 | 0 | 28.1491 | 129.9096 | 0 | 0 | 0 | 0 | 0 | 28.1491 | 100.1159 | 0
|  |  | 25.2107 | 0 | -25.2107 | 0 | 0 | 25.2107 | 101.8977 | 0 | 0 | 0 | 0 | 0 | 25.2107 | 72.104 | 0
|  |  | 21.4417 | 0.16268 | -21.279 | 0 | 0 | 21.279 | 78.2544 | 0.16268 | 0 | 0 | 0 | 0 | 21.4417 | 48.2799 | 0.16268
|  |  | 17.5188 | 4.5813 | -12.9375 | 0 | 0 | 12.9375 | 63.8794 | 4.5813 | 0 | 0 | 0 | 0 | 17.5188 | 28.8145 | 4.5813
|  |  | 14.3414 | 16.4173 | 2.076 | 0 | 2.076 | 0 | 65.7477 | 14.3414 | 0 | 0 | 0 | 0 | 14.3414 | 12.8797 | 14.3414
|  |  | 11.6673 | 32.2423 | 20.5751 | 0.075547 | 20.5751 | 0 | 84.2653 | 11.6673 | 0 | 0 | 0.075547 | 0 | 11.5917 | 0 | 11.6673
|  |  | 9.167 | 54.7529 | 45.5859 | 62.2508 | 45.5859 | 0 | 125.2927 | 9.167 | 0 | 53.0838 | 9.167 | 0 | 0 | 0 | 9.167
|  |  | 7.1962 | 78.5665 | 71.3703 | 118.9866 | 71.3703 | 0 | 189.5259 | 7.1962 | 0 | 111.7904 | 7.1962 | 0 | 0 | 0 | 7.1962
|  |  | 6.03 | 99.9848 | 93.9548 | 169.3513 | 93.9548 | 0 | 274.0852 | 6.03 | 0 | 163.3213 | 6.03 | 0 | 0 | 0 | 6.03
|  |  | 6.0645 | 113.1854 | 107.121 | 206.4449 | 107.121 | 0 | 370.4941 | 6.0645 | 0 | 200.3804 | 6.0645 | 0 | 0 | 0 | 6.0645
|  |  | 6.9622 | 116.5126 | 109.5504 | 225.7597 | 13.4724 | 0 | 382.6192 | 103.0403 | 96.0781 | 218.7975 | 6.9622 | 0 | 0 | 0 | 103.0403
|  |  | 9.2104 | 116.6266 | 107.4162 | 227.4721 | 0 | 0 | 382.6192 | 116.6266 | 107.4162 | 218.2617 | 9.2104 | 0 | 0 | 0 | 116.6266
|  |  | 12.2202 | 113.9648 | 101.7446 | 222.6371 | 0 | 0 | 382.6192 | 113.9648 | 101.7446 | 210.4169 | 12.2202 | 0 | 0 | 0 | 113.9648
|  |  | 15.3949 | 109.3133 | 93.9184 | 194.6344 | 0 | 0 | 382.6192 | 109.3133 | 93.9184 | 55.9993 | 15.3949 | 123.2401 | 0 | 110.9161 | 109.3133
|  |  | 18.6761 | 93.8457 | 75.1696 | 164.5163 | 0 | 0 | 382.6192 | 93.8457 | 75.1696 | 0 | 18.6761 | 145.8402 | 0 | 242.1722 | 93.8457
|  |  | 22.1391 | 71.7215 | 49.5823 | 116.3676 | 0 | 0 | 382.6192 | 71.7215 | 49.5823 | 0 | 22.1391 | 94.2285 | 0 | 326.9779 | 71.7215
|  |  | 26.0591 | 48.057 | 21.9979 | 63.384 | 0 | 0 | 382.6192 | 48.057 | 21.9979 | 0 | 26.0591 | 37.3248 | 0 | 360.5702 | 48.057
|  |  | 29.8278 | 23.6639 | -6.164 | 0.75547 | 0 | 6.164 | 375.7704 | 23.6639 | 0 | 0 | 0.75547 | 0 | 29.0724 | 328.2676 | 23.6639
|  |  | 32.3465 | 6.9754 | -25.3711 | 0 | 0 | 25.3711 | 347.5803 | 6.9754 | 0 | 0 | 0 | 0 | 32.3465 | 292.3271 | 6.9754
|  |  | 33.6507 | 0.77241 | -32.8783 | 0 | 0 | 32.8783 | 311.0489 | 0.77241 | 0 | 0 | 0 | 0 | 33.6507 | 254.9374 | 0.77241
|  |  | 34.0882 | 0 | -34.0882 | 0 | 0 | 34.0882 | 273.1731 | 0 | 0 | 0 | 0 | 0 | 34.0882 | 217.0616 | 0
|  |  | 33.501 | 0 | -33.501 | 0 | 0 | 33.501 | 235.9498 | 0 | 0 | 0 | 0 | 0 | 33.501 | 179.8383 | 0
|  |  | 32.1465 | 0 | -32.1465 | 0 | 0 | 32.1465 | 200.2315 | 0 | 0 | 0 | 0 | 0 | 32.1465 | 144.12 | 0
|  |  | 24.0861 | 0 | -24.0861 | 0 | 0 | 24.0861 | 173.4692 | 0 | 0 | 0 | 0 | 0 | 24.0861 | 117.3577 | 0
|  |  | 22.6294 | 0 | -22.6294 | 0 | 0 | 22.6294 | 148.3254 | 0 | 0 | 0 | 0 | 0 | 22.6294 | 92.2139 | 0
|  |  | 20.8758 | 0 | -20.8758 | 0 | 0 | 20.8758 | 125.1301 | 0 | 0 | 0 | 0 | 0 | 20.8758 | 69.0186 | 0
|  |  | 18.9345 | 0.15834 | -18.7762 | 0 | 0 | 18.7762 | 104.2677 | 0.15834 | 0 | 0 | 0 | 0 | 18.9345 | 47.9803 | 0.15834
|  |  | 15.4144 | 4.3882 | -11.0263 | 0 | 0 | 11.0263 | 92.0163 | 4.3882 | 0 | 0 | 0 | 0 | 15.4144 | 30.8531 | 4.3882
|  |  | 11.7376 | 16.1184 | 4.3808 | 0 | 4.3808 | 0 | 95.959 | 11.7376 | 0 | 0 | 0 | 0 | 11.7376 | 17.8113 | 11.7376
|  |  | 16.1057 | 33.3192 | 17.2134 | 0.075547 | 17.2134 | 0 | 111.4511 | 16.1057 | 0 | 0 | 0.075547 | 0 | 16.0302 | 0 | 16.1057
|  |  | 19.9504 | 52.9124 | 32.9621 | 60.3117 | 32.9621 | 0 | 141.1169 | 19.9504 | 0 | 40.3613 | 19.9504 | 0 | 0 | 0 | 19.9504
|  |  | 26.3005 | 72.7004 | 46.3998 | 120.1198 | 46.3998 | 0 | 182.8768 | 26.3005 | 0 | 93.8193 | 26.3005 | 0 | 0 | 0 | 26.3005
|  |  | 31.0713 | 91.6955 | 60.6242 | 170.9881 | 60.6242 | 0 | 237.4385 | 31.0713 | 0 | 139.9168 | 31.0713 | 0 | 0 | 0 | 31.0713
|  |  | 33.2435 | 107.0736 | 73.83 | 211.3554 | 73.83 | 0 | 303.8856 | 33.2435 | 0 | 178.1119 | 33.2435 | 0 | 0 | 0 | 33.2435
|  |  | 33.9264 | 117.7596 | 83.8332 | 235.5305 | 83.8332 | 0 | 379.3354 | 33.9264 | 0 | 201.6041 | 33.9264 | 0 | 0 | 0 | 33.9264
|  |  | 35.3688 | 120.7088 | 85.34 | 245.276 | 3.6487 | 0 | 382.6192 | 117.0601 | 81.6913 | 209.9073 | 35.3688 | 0 | 0 | 0 | 117.0601
|  |  | 34.1685 | 116.6817 | 82.5132 | 238.4516 | 0 | 0 | 382.6192 | 116.6817 | 82.5132 | 204.2831 | 34.1685 | 0 | 0 | 0 | 116.6817
|  |  | 35.1159 | 108.261 | 73.1451 | 215.6112 | 0 | 0 | 382.6192 | 108.261 | 73.1451 | 63.3198 | 35.1159 | 117.1756 | 0 | 105.458 | 108.261
|  |  | 40.4938 | 92.386 | 51.8921 | 180.0286 | 0 | 0 | 382.6192 | 92.386 | 51.8921 | 0 | 40.4938 | 139.5348 | 0 | 231.0393 | 92.386
|  |  | 46.2897 | 71.3869 | 25.0972 | 130.7719 | 0 | 0 | 382.6192 | 71.3869 | 25.0972 | 0 | 46.2897 | 84.4822 | 0 | 307.0733 | 71.3869
|  |  | 46.7678 | 46.917 | 0.14926 | 71.5682 | 0 | 0 | 382.6192 | 46.917 | 0.14926 | 0 | 46.7678 | 24.8005 | 0 | 329.3937 | 46.917
|  |  | 41.1187 | 23.3072 | -17.8115 | 0.95693 | 0 | 17.8115 | 362.8287 | 23.3072 | 0 | 0 | 0.95693 | 0 | 40.1618 | 284.7696 | 23.3072
|  |  | 30.6708 | 7.4084 | -23.2624 | 0 | 0 | 23.2624 | 336.9816 | 7.4084 | 0 | 0 | 0 | 0 | 30.6708 | 250.691 | 7.4084
|  |  | 23.3615 | 0.89204 | -22.4695 | 0 | 0 | 22.4695 | 312.0155 | 0.89204 | 0 | 0 | 0 | 0 | 23.3615 | 224.7337 | 0.89204
|  |  | 23.6941 | 0 | -23.6941 | 0 | 0 | 23.6941 | 285.6887 | 0 | 0 | 0 | 0 | 0 | 23.6941 | 198.4069 | 0
|  |  | 24.2768 | 0 | -24.2768 | 0 | 0 | 24.2768 | 258.7145 | 0 | 0 | 0 | 0 | 0 | 24.2768 | 171.4326 | 0
|  |  | 24.5562 | 0 | -24.5562 | 0 | 0 | 24.5562 | 231.4298 | 0 | 0 | 0 | 0 | 0 | 24.5562 | 144.148 | 0
|  |  | 24.0861 | 0 | -24.0861 | 0 | 0 | 24.0861 | 204.6675 | 0 | 0 | 0 | 0 | 0 | 24.0861 | 117.3857 | 0
|  |  | 22.6294 | 0 | -22.6294 | 0 | 0 | 22.6294 | 179.5238 | 0 | 0 | 0 | 0 | 0 | 22.6294 | 92.2419 | 0
|  |  | 20.8758 | 0 | -20.8758 | 0 | 0 | 20.8758 | 156.3285 | 0 | 0 | 0 | 0 | 0 | 20.8758 | 69.0466 | 0
|  |  | 18.9345 | 0.21552 | -18.719 | 0 | 0 | 18.719 | 135.5296 | 0.21552 | 0 | 0 | 0 | 0 | 18.9345 | 48.0083 | 0.21552
|  |  | 15.4144 | 5.7124 | -9.702 | 0 | 0 | 9.702 | 124.7496 | 5.7124 | 0 | 0 | 0 | 0 | 15.4144 | 30.8811 | 5.7124
|  |  | 11.7376 | 21.0438 | 9.3062 | 0 | 9.3062 | 0 | 133.1251 | 11.7376 | 0 | 0 | 0 | 0 | 11.7376 | 17.8393 | 11.7376
|  |  | 16.1057 | 41.0611 | 24.9553 | 0.050365 | 24.9553 | 0 | 155.5849 | 16.1057 | 0 | 0 | 0.050365 | 0 | 16.0554 | 0 | 16.1057
|  |  | 19.9504 | 62.8174 | 42.867 | 66.8591 | 42.867 | 0 | 194.1652 | 19.9504 | 0 | 46.9088 | 19.9504 | 0 | 0 | 0 | 19.9504
|  |  | 26.3005 | 86.1755 | 59.875 | 130.2683 | 59.875 | 0 | 248.0526 | 26.3005 | 0 | 103.9678 | 26.3005 | 0 | 0 | 0 | 26.3005
|  |  | 31.0713 | 108.8531 | 77.7819 | 184.1333 | 77.7819 | 0 | 318.0563 | 31.0713 | 0 | 153.062 | 31.0713 | 0 | 0 | 0 | 31.0713
|  |  | 33.2435 | 125.6376 | 92.394 | 223.317 | 71.7366 | 0 | 382.6192 | 53.901 | 20.6575 | 190.0735 | 33.2435 | 0 | 0 | 0 | 53.901
|  |  | 33.9264 | 126.8249 | 92.8985 | 246.8122 | 0 | 0 | 382.6192 | 126.8249 | 92.8985 | 212.8857 | 33.9264 | 0 | 0 | 0 | 126.8249
|  |  | 35.3688 | 118.6486 | 83.2798 | 255.2231 | 0 | 0 | 382.6192 | 118.6486 | 83.2798 | 219.8543 | 35.3688 | 0 | 0 | 0 | 118.6486
|  |  | 34.1685 | 115.0996 | 80.9311 | 248.6253 | 0 | 0 | 382.6192 | 115.0996 | 80.9311 | 214.4568 | 34.1685 | 0 | 0 | 0 | 115.0996
|  |  | 35.1159 | 111.4023 | 76.2864 | 225.7849 | 0 | 0 | 382.6192 | 111.4023 | 76.2864 | 89.4398 | 35.1159 | 101.2293 | 0 | 91.1063 | 111.4023
|  |  | 40.4938 | 95.9312 | 55.4374 | 187.407 | 0 | 0 | 382.6192 | 95.9312 | 55.4374 | 0 | 40.4938 | 146.9132 | 0 | 223.3282 | 95.9312
|  |  | 46.2897 | 73.1865 | 26.8968 | 135.8084 | 0 | 0 | 382.6192 | 73.1865 | 26.8968 | 0 | 46.2897 | 89.5187 | 0 | 303.895 | 73.1865
|  |  | 46.7678 | 48.7653 | 1.9975 | 75.0686 | 0 | 0 | 382.6192 | 48.7653 | 1.9975 | 0 | 46.7678 | 28.3008 | 0 | 329.3658 | 48.7653
|  |  | 41.1187 | 24.2893 | -16.8294 | 0.98211 | 0 | 16.8294 | 363.9199 | 24.2893 | 0 | 0 | 0.98211 | 0 | 40.1366 | 284.7696 | 24.2893
|  |  | 30.6708 | 7.556 | -23.1148 | 0 | 0 | 23.1148 | 338.2368 | 7.556 | 0 | 0 | 0 | 0 | 30.6708 | 250.691 | 7.556
|  |  | 23.3615 | 0.99364 | -22.3679 | 0 | 0 | 22.3679 | 313.3836 | 0.99364 | 0 | 0 | 0 | 0 | 23.3615 | 224.7337 | 0.99364
|  |  | 23.6941 | 0 | -23.6941 | 0 | 0 | 23.6941 | 287.0568 | 0 | 0 | 0 | 0 | 0 | 23.6941 | 198.4069 | 0
|  |  | 24.2768 | 0 | -24.2768 | 0 | 0 | 24.2768 | 260.0825 | 0 | 0 | 0 | 0 | 0 | 24.2768 | 171.4326 | 0
|  |  | 24.5562 | 0 | -24.5562 | 0 | 0 | 24.5562 | 232.7979 | 0 | 0 | 0 | 0 | 0 | 24.5562 | 144.148 | 0
|  |  | 24.0861 | 0 | -24.0861 | 0 | 0 | 24.0861 | 206.0356 | 0 | 0 | 0 | 0 | 0 | 24.0861 | 117.3857 | 0
|  |  | 22.6294 | 0 | -22.6294 | 0 | 0 | 22.6294 | 180.8918 | 0 | 0 | 0 | 0 | 0 | 22.6294 | 92.2419 | 0
|  |  | 20.8758 | 0 | -20.8758 | 0 | 0 | 20.8758 | 157.6966 | 0 | 0 | 0 | 0 | 0 | 20.8758 | 69.0466 | 0
|  |  | 18.9345 | 0.25806 | -18.6765 | 0 | 0 | 18.6765 | 136.9449 | 0.25806 | 0 | 0 | 0 | 0 | 18.9345 | 48.0083 | 0.25806
|  |  | 15.4144 | 5.0085 | -10.4059 | 0 | 0 | 10.4059 | 125.3828 | 5.0085 | 0 | 0 | 0 | 0 | 15.4144 | 30.8811 | 5.0085
|  |  | 11.7376 | 17.7973 | 6.0597 | 0 | 6.0597 | 0 | 130.8365 | 11.7376 | 0 | 0 | 0 | 0 | 11.7376 | 17.8393 | 11.7376
|  |  | 16.1057 | 37.1332 | 21.0275 | 0.050365 | 21.0275 | 0 | 149.7613 | 16.1057 | 0 | 0 | 0.050365 | 0 | 16.0554 | 0 | 16.1057
|  |  | 19.9504 | 63.0339 | 43.0835 | 59.4555 | 43.0835 | 0 | 188.5364 | 19.9504 | 0 | 39.5051 | 19.9504 | 0 | 0 | 0 | 19.9504
|  |  | 26.3005 | 86.6699 | 60.3694 | 120.145 | 60.3694 | 0 | 242.8688 | 26.3005 | 0 | 93.8445 | 26.3005 | 0 | 0 | 0 | 26.3005
|  |  | 31.0713 | 99.9731 | 68.9018 | 171.9451 | 68.9018 | 0 | 304.8804 | 31.0713 | 0 | 140.8738 | 31.0713 | 0 | 0 | 0 | 31.0713
|  |  | 33.2435 | 112.878 | 79.6344 | 212.1613 | 79.6344 | 0 | 376.5514 | 33.2435 | 0 | 178.9177 | 33.2435 | 0 | 0 | 0 | 33.2435
|  |  | 33.9264 | 123.4669 | 89.5405 | 235.7823 | 6.742 | 0 | 382.6192 | 116.7249 | 82.7984 | 201.8559 | 33.9264 | 0 | 0 | 0 | 116.7249
|  |  | 35.3688 | 122.8889 | 87.5201 | 245.3768 | 0 | 0 | 382.6192 | 122.8889 | 87.5201 | 210.008 | 35.3688 | 0 | 0 | 0 | 122.8889
|  |  | 34.1685 | 114.5546 | 80.386 | 239.5848 | 0 | 0 | 382.6192 | 114.5546 | 80.386 | 205.4163 | 34.1685 | 0 | 0 | 0 | 114.5546
|  |  | 35.1159 | 103.0405 | 67.9246 | 217.7769 | 0 | 0 | 382.6192 | 103.0405 | 67.9246 | 60.6949 | 35.1159 | 121.9661 | 0 | 109.7695 | 103.0405
|  |  | 40.4938 | 85.7752 | 45.2814 | 180.1797 | 0 | 0 | 382.6192 | 85.7752 | 45.2814 | 0 | 40.4938 | 139.6858 | 0 | 235.4868 | 85.7752
|  |  | 46.2897 | 64.3606 | 18.071 | 128.6062 | 0 | 0 | 382.6192 | 64.3606 | 18.071 | 0 | 46.2897 | 82.3166 | 0 | 309.5717 | 64.3606
|  |  | 46.7678 | 43.7843 | -2.9835 | 68.8234 | 0 | 2.9835 | 379.3043 | 43.7843 | 0 | 0 | 46.7678 | 22.0556 | 0 | 329.4217 | 43.7843
|  |  | 41.1187 | 23.5118 | -17.6069 | 0.90656 | 0 | 17.6069 | 359.741 | 23.5118 | 0 | 0 | 0.90656 | 0 | 40.2121 | 284.7416 | 23.5118
|  |  | 30.6708 | 7.9323 | -22.7385 | 0 | 0 | 22.7385 | 334.476 | 7.9323 | 0 | 0 | 0 | 0 | 30.6708 | 250.663 | 7.9323
|  |  | 23.3615 | 1.0841 | -22.2774 | 0 | 0 | 22.2774 | 309.7234 | 1.0841 | 0 | 0 | 0 | 0 | 23.3615 | 224.7057 | 1.0841
|  |  | 23.6941 | 0 | -23.6941 | 0 | 0 | 23.6941 | 283.3966 | 0 | 0 | 0 | 0 | 0 | 23.6941 | 198.3789 | 0
|  |  | 24.2768 | 0 | -24.2768 | 0 | 0 | 24.2768 | 256.4223 | 0 | 0 | 0 | 0 | 0 | 24.2768 | 171.4046 | 0
|  |  | 24.5562 | 0 | -24.5562 | 0 | 0 | 24.5562 | 229.1377 | 0 | 0 | 0 | 0 | 0 | 24.5562 | 144.12 | 0
|  |  | 24.0861 | 0 | -24.0861 | 0 | 0 | 24.0861 | 202.3753 | 0 | 0 | 0 | 0 | 0 | 24.0861 | 117.3577 | 0
|  |  | 22.6294 | 0 | -22.6294 | 0 | 0 | 22.6294 | 177.2316 | 0 | 0 | 0 | 0 | 0 | 22.6294 | 92.2139 | 0
|  |  | 20.8758 | 0 | -20.8758 | 0 | 0 | 20.8758 | 154.0363 | 0 | 0 | 0 | 0 | 0 | 20.8758 | 69.0186 | 0
|  |  | 18.9345 | 0.37123 | -18.5633 | 0 | 0 | 18.5633 | 133.4104 | 0.37123 | 0 | 0 | 0 | 0 | 18.9345 | 47.9803 | 0.37123
|  |  | 15.4144 | 5.1274 | -10.2871 | 0 | 0 | 10.2871 | 121.9804 | 5.1274 | 0 | 0 | 0 | 0 | 15.4144 | 30.8531 | 5.1274
|  |  | 11.7376 | 16.1482 | 4.4105 | 0 | 4.4105 | 0 | 125.9498 | 11.7376 | 0 | 0 | 0 | 0 | 11.7376 | 17.8113 | 11.7376
|  |  | 16.1057 | 31.888 | 15.7823 | 0.075547 | 15.7823 | 0 | 140.1539 | 16.1057 | 0 | 0 | 0.075547 | 0 | 16.0302 | 0 | 16.1057
|  |  | 19.9504 | 50.6502 | 30.6998 | 75.1189 | 30.6998 | 0 | 167.7837 | 19.9504 | 0 | 55.1686 | 19.9504 | 0 | 0 | 0 | 19.9504
|  |  | 26.3005 | 74.4412 | 48.1407 | 153.99 | 48.1407 | 0 | 211.1104 | 26.3005 | 0 | 127.6895 | 26.3005 | 0 | 0 | 0 | 26.3005
|  |  | 31.0713 | 95.8425 | 64.7712 | 218.885 | 64.7712 | 0 | 269.4044 | 31.0713 | 0 | 187.8137 | 31.0713 | 0 | 0 | 0 | 31.0713
|  |  | 33.2435 | 107.5949 | 74.3514 | 266.5299 | 74.3514 | 0 | 336.3206 | 33.2435 | 0 | 233.2864 | 33.2435 | 0 | 0 | 0 | 33.2435
|  |  | 33.9264 | 113.5268 | 79.6003 | 150.6912 | 51.4429 | 0 | 382.6192 | 62.0839 | 28.1574 | 116.7647 | 33.9264 | 0 | 0 | 0 | 62.0839
|  |  | 35.3688 | 109.2216 | 73.8528 | 151.2955 | 0 | 0 | 382.6192 | 109.2216 | 73.8528 | 16.8721 | 35.3688 | 99.0546 | 0 | 89.1492 | 109.2216
|  |  | 34.1685 | 101.604 | 67.4355 | 144.8992 | 0 | 0 | 382.6192 | 101.604 | 67.4355 | 0 | 34.1685 | 110.7307 | 0 | 188.8068 | 101.604
|  |  | 35.1159 | 93.8884 | 58.7725 | 125.8614 | 0 | 0 | 382.6192 | 93.8884 | 58.7725 | 0 | 35.1159 | 90.7455 | 0 | 270.4777 | 93.8884
|  |  | 40.4938 | 78.9228 | 38.4289 | 99.8732 | 0 | 0 | 382.6192 | 78.9228 | 38.4289 | 0 | 40.4938 | 59.3793 | 0 | 323.9191 | 78.9228
|  |  | 46.2897 | 58.2536 | 11.9639 | 67.3628 | 0 | 0 | 382.6192 | 58.2536 | 11.9639 | 0 | 46.2897 | 21.0731 | 0 | 342.8849 | 58.2536
|  |  | 46.7678 | 37.3891 | -9.3786 | 34.9531 | 0 | 9.3786 | 372.1985 | 37.3891 | 0 | 0 | 34.9531 | 0 | 11.8147 | 329.7575 | 37.3891
|  |  | 41.1187 | 20.0272 | -21.0914 | 0.60438 | 0 | 21.0914 | 348.7636 | 20.0272 | 0 | 0 | 0.60438 | 0 | 40.5143 | 284.7416 | 20.0272
|  |  | 30.6708 | 6.9875 | -23.6833 | 0 | 0 | 23.6833 | 322.4489 | 6.9875 | 0 | 0 | 0 | 0 | 30.6708 | 250.663 | 6.9875
|  |  | 23.3615 | 0.99985 | -22.3617 | 0 | 0 | 22.3617 | 297.6025 | 0.99985 | 0 | 0 | 0 | 0 | 23.3615 | 224.7057 | 0.99985
|  |  | 23.6941 | 0 | -23.6941 | 0 | 0 | 23.6941 | 271.2757 | 0 | 0 | 0 | 0 | 0 | 23.6941 | 198.3789 | 0
|  |  | 24.2768 | 0 | -24.2768 | 0 | 0 | 24.2768 | 244.3014 | 0 | 0 | 0 | 0 | 0 | 24.2768 | 171.4046 | 0
|  |  | 24.5562 | 0 | -24.5562 | 0 | 0 | 24.5562 | 217.0168 | 0 | 0 | 0 | 0 | 0 | 24.5562 | 144.12 | 0
|  |  | 24.0861 | 0 | -24.0861 | 0 | 0 | 24.0861 | 190.2545 | 0 | 0 | 0 | 0 | 0 | 24.0861 | 117.3577 | 0
|  |  | 22.6294 | 0 | -22.6294 | 0 | 0 | 22.6294 | 165.1107 | 0 | 0 | 0 | 0 | 0 | 22.6294 | 92.2139 | 0
|  |  | 20.8758 | 0 | -20.8758 | 0 | 0 | 20.8758 | 141.9155 | 0 | 0 | 0 | 0 | 0 | 20.8758 | 69.0186 | 0
|  |  | 18.9345 | 0.36066 | -18.5738 | 0 | 0 | 18.5738 | 121.2778 | 0.36066 | 0 | 0 | 0 | 0 | 18.9345 | 47.9803 | 0.36066
|  |  | 15.4144 | 4.7279 | -10.6866 | 0 | 0 | 10.6866 | 109.4039 | 4.7279 | 0 | 0 | 0 | 0 | 15.4144 | 30.8531 | 4.7279
|  |  | 11.7376 | 16.3429 | 4.6053 | 0 | 4.6053 | 0 | 113.5487 | 11.7376 | 0 | 0 | 0 | 0 | 11.7376 | 17.8113 | 11.7376
|  |  | 16.1057 | 35.0133 | 18.9075 | 0.075547 | 18.9075 | 0 | 130.5654 | 16.1057 | 0 | 0 | 0.075547 | 0 | 16.0302 | 0 | 16.1057
|  |  | 19.9504 | 56.9103 | 36.96 | 72.9029 | 36.96 | 0 | 163.8294 | 19.9504 | 0 | 52.9525 | 19.9504 | 0 | 0 | 0 | 19.9504
|  |  | 26.3005 | 78.7714 | 52.4709 | 145.5036 | 52.4709 | 0 | 211.0532 | 26.3005 | 0 | 119.2031 | 26.3005 | 0 | 0 | 0 | 26.3005
|  |  | 31.0713 | 101.6559 | 70.5846 | 207.2003 | 70.5846 | 0 | 274.5793 | 31.0713 | 0 | 176.1291 | 31.0713 | 0 | 0 | 0 | 31.0713
|  |  | 33.2435 | 119.3995 | 86.156 | 253.4351 | 86.156 | 0 | 352.1197 | 33.2435 | 0 | 220.1916 | 33.2435 | 0 | 0 | 0 | 33.2435
|  |  | 33.9264 | 126.2296 | 92.3031 | 283.2007 | 33.8884 | 0 | 382.6192 | 92.3412 | 58.4148 | 249.2742 | 33.9264 | 0 | 0 | 0 | 92.3412
|  |  | 35.3688 | 124.008 | 88.6392 | 293.4499 | 0 | 0 | 382.6192 | 124.008 | 88.6392 | 258.0811 | 35.3688 | 0 | 0 | 0 | 124.008
|  |  | 34.1685 | 118.499 | 84.3305 | 284.5605 | 0 | 0 | 382.6192 | 118.499 | 84.3305 | 250.392 | 34.1685 | 0 | 0 | 0 | 118.499
|  |  | 35.1159 | 106.7138 | 71.5979 | 257.6154 | 0 | 0 | 382.6192 | 106.7138 | 71.5979 | 148.9124 | 35.1159 | 73.5871 | 0 | 66.2284 | 106.7138
|  |  | 40.4938 | 86.7869 | 46.2931 | 212.9419 | 0 | 0 | 382.6192 | 86.7869 | 46.2931 | 0 | 40.4938 | 172.4481 | 0 | 221.4317 | 86.7869
|  |  | 46.2897 | 66.1733 | 19.8836 | 153.3605 | 0 | 0 | 382.6192 | 66.1733 | 19.8836 | 0 | 46.2897 | 107.0708 | 0 | 317.7954 | 66.1733
|  |  | 46.7678 | 45.2213 | -1.5465 | 83.2277 | 0 | 1.5465 | 380.901 | 45.2213 | 0 | 0 | 46.7678 | 36.4599 | 0 | 350.6093 | 45.2213
|  |  | 41.1187 | 24.479 | -16.6397 | 0.62956 | 0 | 16.6397 | 362.4124 | 24.479 | 0 | 0 | 0.62956 | 0 | 40.4891 | 305.6214 | 24.479
|  |  | 30.6708 | 8.414 | -22.2567 | 0 | 0 | 22.2567 | 337.6827 | 8.414 | 0 | 0 | 0 | 0 | 30.6708 | 271.5428 | 8.414
|  |  | 23.3615 | 1.1344 | -22.2271 | 0 | 0 | 22.2271 | 312.986 | 1.1344 | 0 | 0 | 0 | 0 | 23.3615 | 245.5855 | 1.1344
|  |  | 23.6941 | 0 | -23.6941 | 0 | 0 | 23.6941 | 286.6592 | 0 | 0 | 0 | 0 | 0 | 23.6941 | 219.2587 | 0
|  |  | 24.2768 | 0 | -24.2768 | 0 | 0 | 24.2768 | 259.6849 | 0 | 0 | 0 | 0 | 0 | 24.2768 | 192.2844 | 0
|  |  | 24.5562 | 0 | -24.5562 | 0 | 0 | 24.5562 | 232.4003 | 0 | 0 | 0 | 0 | 0 | 24.5562 | 164.9998 | 0
|  |  | 30.2465 | 0 | -30.2465 | 0 | 0 | 30.2465 | 198.7931 | 0 | 0 | 0 | 0 | 0 | 30.2465 | 131.3927 | 0
|  |  | 28.1491 | 0 | -28.1491 | 0 | 0 | 28.1491 | 167.5163 | 0 | 0 | 0 | 0 | 0 | 28.1491 | 100.1159 | 0
|  |  | 25.2107 | 0 | -25.2107 | 0 | 0 | 25.2107 | 139.5044 | 0 | 0 | 0 | 0 | 0 | 25.2107 | 72.104 | 0
|  |  | 21.4417 | 0.39721 | -21.0444 | 0 | 0 | 21.0444 | 116.1217 | 0.39721 | 0 | 0 | 0 | 0 | 21.4417 | 48.2799 | 0.39721
|  |  | 17.5188 | 4.9864 | -12.5324 | 0 | 0 | 12.5324 | 102.1968 | 4.9864 | 0 | 0 | 0 | 0 | 17.5188 | 28.8145 | 4.9864
|  |  | 14.3414 | 17.497 | 3.1557 | 0 | 3.1557 | 0 | 105.0369 | 14.3414 | 0 | 0 | 0 | 0 | 14.3414 | 12.8797 | 14.3414
|  |  | 11.6673 | 35.6222 | 23.9549 | 0.075547 | 23.9549 | 0 | 126.5963 | 11.6673 | 0 | 0 | 0.075547 | 0 | 11.5917 | 0 | 11.6673
|  |  | 9.167 | 52.97 | 43.8031 | 72.6763 | 43.8031 | 0 | 166.0191 | 9.167 | 0 | 63.5093 | 9.167 | 0 | 0 | 0 | 9.167
|  |  | 7.1962 | 70.5493 | 63.3531 | 144.1186 | 63.3531 | 0 | 223.0369 | 7.1962 | 0 | 136.9223 | 7.1962 | 0 | 0 | 0 | 7.1962
|  |  | 6.03 | 86.6168 | 80.5868 | 204.531 | 80.5868 | 0 | 295.565 | 6.03 | 0 | 198.501 | 6.03 | 0 | 0 | 0 | 6.03
|  |  | 6.0645 | 95.2485 | 89.184 | 249.683 | 89.184 | 0 | 375.8306 | 6.0645 | 0 | 243.6185 | 6.0645 | 0 | 0 | 0 | 6.0645
|  |  | 6.9622 | 103.2097 | 96.2475 | 278.2146 | 7.5429 | 0 | 382.6192 | 95.6668 | 88.7046 | 271.2524 | 6.9622 | 0 | 0 | 0 | 95.6668
|  |  | 9.2104 | 111.1593 | 101.9489 | 288.489 | 0 | 0 | 382.6192 | 111.1593 | 101.9489 | 279.2785 | 9.2104 | 0 | 0 | 0 | 111.1593
|  |  | 12.2202 | 105.9928 | 93.7725 | 279.9521 | 0 | 0 | 382.6192 | 105.9928 | 93.7725 | 267.7319 | 12.2202 | 0 | 0 | 0 | 105.9928
|  |  | 15.3949 | 95.9444 | 80.5495 | 253.1833 | 0 | 0 | 382.6192 | 95.9444 | 80.5495 | 191.2972 | 15.3949 | 46.4912 | 0 | 41.842 | 95.9444
|  |  | 18.6761 | 84.7683 | 66.0922 | 209.8193 | 0 | 0 | 382.6192 | 84.7683 | 66.0922 | 0 | 18.6761 | 191.1432 | 0 | 213.8709 | 84.7683
|  |  | 22.1391 | 65.624 | 43.4849 | 151.3711 | 0 | 0 | 382.6192 | 65.624 | 43.4849 | 0 | 22.1391 | 129.232 | 0 | 330.1797 | 65.624
|  |  | 26.0591 | 43.1988 | 17.1397 | 83.0262 | 0 | 0 | 382.6192 | 43.1988 | 17.1397 | 0 | 26.0591 | 56.9671 | 0 | 381.4501 | 43.1988
|  |  | 29.8278 | 21.8548 | -7.973 | 0.78065 | 0 | 7.973 | 373.7603 | 21.8548 | 0 | 0 | 0.78065 | 0 | 29.0472 | 349.1754 | 21.8548
|  |  | 32.3465 | 7.5225 | -24.824 | 0 | 0 | 24.824 | 346.1781 | 7.5225 | 0 | 0 | 0 | 0 | 32.3465 | 313.2349 | 7.5225
|  |  | 33.6507 | 1.1842 | -32.4665 | 0 | 0 | 32.4665 | 310.1042 | 1.1842 | 0 | 0 | 0 | 0 | 33.6507 | 275.8452 | 1.1842
|  |  | 34.0882 | 0 | -34.0882 | 0 | 0 | 34.0882 | 272.2284 | 0 | 0 | 0 | 0 | 0 | 34.0882 | 237.9694 | 0
|  |  | 33.501 | 0 | -33.501 | 0 | 0 | 33.501 | 235.0051 | 0 | 0 | 0 | 0 | 0 | 33.501 | 200.7461 | 0
|  |  | 32.1465 | 0 | -32.1465 | 0 | 0 | 32.1465 | 199.2868 | 0 | 0 | 0 | 0 | 0 | 32.1465 | 165.0278 | 0
|  |  | 30.2465 | 0 | -30.2465 | 0 | 0 | 30.2465 | 165.6796 | 0 | 0 | 0 | 0 | 0 | 30.2465 | 131.4206 | 0
|  |  | 28.1491 | 0 | -28.1491 | 0 | 0 | 28.1491 | 134.4028 | 0 | 0 | 0 | 0 | 0 | 28.1491 | 100.1438 | 0
|  |  | 25.2107 | 0 | -25.2107 | 0 | 0 | 25.2107 | 106.3909 | 0 | 0 | 0 | 0 | 0 | 25.2107 | 72.132 | 0
|  |  | 21.4417 | 0.40472 | -21.0369 | 0 | 0 | 21.0369 | 83.0166 | 0.40472 | 0 | 0 | 0 | 0 | 21.4417 | 48.3079 | 0.40472
|  |  | 17.5188 | 5.1523 | -12.3666 | 0 | 0 | 12.3666 | 69.2759 | 5.1523 | 0 | 0 | 0 | 0 | 17.5188 | 28.8425 | 5.1523
|  |  | 14.3414 | 17.0654 | 2.7241 | 0 | 2.7241 | 0 | 71.7276 | 14.3414 | 0 | 0 | 0 | 0 | 14.3414 | 12.9077 | 14.3414
|  |  | 11.6673 | 36.3718 | 24.7046 | 0.050365 | 24.7046 | 0 | 93.9617 | 11.6673 | 0 | 0 | 0.050365 | 0 | 11.6169 | 0 | 11.6673
|  |  | 9.167 | 59.6766 | 50.5096 | 36.3129 | 50.5096 | 0 | 139.4204 | 9.167 | 0 | 27.146 | 9.167 | 0 | 0 | 0 | 9.167
|  |  | 7.1962 | 82.9607 | 75.7644 | 78.0905 | 75.7644 | 0 | 207.6084 | 7.1962 | 0 | 70.8942 | 7.1962 | 0 | 0 | 0 | 7.1962
|  |  | 6.03 | 103.2281 | 97.1981 | 129.8402 | 97.1981 | 0 | 295.0867 | 6.03 | 0 | 123.8102 | 6.03 | 0 | 0 | 0 | 6.03
|  |  | 6.0645 | 115.3964 | 109.3319 | 160.5123 | 97.2584 | 0 | 382.6192 | 18.138 | 12.0735 | 154.4478 | 6.0645 | 0 | 0 | 0 | 18.138
|  |  | 6.9622 | 122.3237 | 115.3615 | 172.6753 | 0 | 0 | 382.6192 | 122.3237 | 115.3615 | 165.7131 | 6.9622 | 0 | 0 | 0 | 122.3237
|  |  | 9.2104 | 124.9499 | 115.7394 | 180.6833 | 0 | 0 | 382.6192 | 124.9499 | 115.7394 | 171.4729 | 9.2104 | 0 | 0 | 0 | 124.9499
|  |  | 12.2202 | 119.2817 | 107.0615 | 172.9272 | 0 | 0 | 382.6192 | 119.2817 | 107.0615 | 68.2402 | 12.2202 | 92.4668 | 0 | 83.2201 | 119.2817
|  |  | 15.3949 | 108.8275 | 93.4325 | 150.2127 | 0 | 0 | 382.6192 | 108.8275 | 93.4325 | 0 | 15.3949 | 134.8178 | 0 | 204.5561 | 108.8275
|  |  | 18.6761 | 91.2026 | 72.5266 | 120.7745 | 0 | 0 | 382.6192 | 91.2026 | 72.5266 | 0 | 18.6761 | 102.0984 | 0 | 296.4447 | 91.2026
|  |  | 22.1391 | 68.5463 | 46.4072 | 79.828 | 0 | 0 | 382.6192 | 68.5463 | 46.4072 | 0 | 22.1391 | 57.6889 | 0 | 348.3647 | 68.5463
|  |  | 26.0591 | 45.7716 | 19.7125 | 39.8385 | 0 | 0 | 382.6192 | 45.7716 | 19.7125 | 0 | 26.0591 | 13.7793 | 0 | 360.7661 | 45.7716
|  |  | 29.8278 | 23.1849 | -6.6429 | 0.62956 | 0 | 6.6429 | 375.2382 | 23.1849 | 0 | 0 | 0.62956 | 0 | 29.1983 | 328.3236 | 23.1849
|  |  | 32.3465 | 7.7097 | -24.6368 | 0 | 0 | 24.6368 | 347.864 | 7.7097 | 0 | 0 | 0 | 0 | 32.3465 | 292.3831 | 7.7097
|  |  | 33.6507 | 1.2744 | -32.3763 | 0 | 0 | 32.3763 | 311.8903 | 1.2744 | 0 | 0 | 0 | 0 | 33.6507 | 254.9934 | 1.2744
|  |  | 34.0882 | 0 | -34.0882 | 0 | 0 | 34.0882 | 274.0146 | 0 | 0 | 0 | 0 | 0 | 34.0882 | 217.1176 | 0
|  |  | 33.501 | 0 | -33.501 | 0 | 0 | 33.501 | 236.7913 | 0 | 0 | 0 | 0 | 0 | 33.501 | 179.8943 | 0
|  |  | 32.1465 | 0 | -32.1465 | 0 | 0 | 32.1465 | 201.0729 | 0 | 0 | 0 | 0 | 0 | 32.1465 | 144.176 | 0
|  |  | 24.0861 | 0 | -24.0861 | 0 | 0 | 24.0861 | 174.3106 | 0 | 0 | 0 | 0 | 0 | 24.0861 | 117.4137 | 0
|  |  | 22.6294 | 0 | -22.6294 | 0 | 0 | 22.6294 | 149.1668 | 0 | 0 | 0 | 0 | 0 | 22.6294 | 92.2699 | 0
|  |  | 20.8758 | 0 | -20.8758 | 0 | 0 | 20.8758 | 125.9715 | 0 | 0 | 0 | 0 | 0 | 20.8758 | 69.0746 | 0
|  |  | 18.9345 | 0.3731 | -18.5614 | 0 | 0 | 18.5614 | 105.3478 | 0.3731 | 0 | 0 | 0 | 0 | 18.9345 | 48.0362 | 0.3731
|  |  | 15.4144 | 4.1573 | -11.2572 | 0 | 0 | 11.2572 | 92.8398 | 4.1573 | 0 | 0 | 0 | 0 | 15.4144 | 30.9091 | 4.1573
|  |  | 11.7376 | 15.4461 | 3.7084 | 0 | 3.7084 | 0 | 96.1774 | 11.7376 | 0 | 0 | 0 | 0 | 11.7376 | 17.8673 | 11.7376
|  |  | 16.1057 | 33.1286 | 17.0229 | 0.025182 | 17.0229 | 0 | 111.498 | 16.1057 | 0 | 0 | 0.025182 | 0 | 16.0806 | 0 | 16.1057
|  |  | 19.9504 | 56.0069 | 36.0566 | 42.0293 | 36.0566 | 0 | 143.9489 | 19.9504 | 0 | 22.079 | 19.9504 | 0 | 0 | 0 | 19.9504
|  |  | 26.3005 | 78.7952 | 52.4947 | 88.8937 | 52.4947 | 0 | 191.1941 | 26.3005 | 0 | 62.5932 | 26.3005 | 0 | 0 | 0 | 26.3005
|  |  | 31.0713 | 97.2643 | 66.193 | 145.1007 | 66.193 | 0 | 250.7678 | 31.0713 | 0 | 114.0294 | 31.0713 | 0 | 0 | 0 | 31.0713
|  |  | 33.2435 | 116.4104 | 83.1669 | 195.6416 | 83.1669 | 0 | 325.618 | 33.2435 | 0 | 162.3981 | 33.2435 | 0 | 0 | 0 | 33.2435
|  |  | 33.9264 | 125.4388 | 91.5123 | 207.9306 | 63.3347 | 0 | 382.6192 | 62.104 | 28.1776 | 174.0042 | 33.9264 | 0 | 0 | 0 | 62.104
|  |  | 35.3688 | 122.2487 | 86.8799 | 209.5171 | 0 | 0 | 382.6192 | 122.2487 | 86.8799 | 174.1483 | 35.3688 | 0 | 0 | 0 | 122.2487
|  |  | 34.1685 | 119.5995 | 85.4309 | 187.8855 | 0 | 0 | 382.6192 | 119.5995 | 85.4309 | 100.5323 | 34.1685 | 53.1847 | 0 | 47.8662 | 119.5995
|  |  | 35.1159 | 110.3313 | 75.2154 | 172.2472 | 0 | 0 | 382.6192 | 110.3313 | 75.2154 | 0 | 35.1159 | 137.1313 | 0 | 171.2844 | 110.3313
|  |  | 40.4938 | 91.1386 | 50.6448 | 146.4102 | 0 | 0 | 382.6192 | 91.1386 | 50.6448 | 0 | 40.4938 | 105.9163 | 0 | 266.6091 | 91.1386
|  |  | 46.2897 | 69.8164 | 23.5268 | 100.6538 | 0 | 0 | 382.6192 | 69.8164 | 23.5268 | 0 | 46.2897 | 54.3642 | 0 | 315.5368 | 69.8164
|  |  | 46.7678 | 47.7613 | 0.99352 | 61.2938 | 0 | 0 | 382.6192 | 47.7613 | 0.99352 | 0 | 46.7678 | 14.5261 | 0 | 328.6103 | 47.7613
|  |  | 41.1187 | 25.9092 | -15.2095 | 1.662 | 0 | 15.2095 | 365.7198 | 25.9092 | 0 | 0 | 1.662 | 0 | 39.4566 | 284.7696 | 25.9092
|  |  | 30.6708 | 9.0945 | -21.5763 | 0 | 0 | 21.5763 | 341.7461 | 9.0945 | 0 | 0 | 0 | 0 | 30.6708 | 250.691 | 9.0945
|  |  | 23.3615 | 1.3258 | -22.0358 | 0 | 0 | 22.0358 | 317.2619 | 1.3258 | 0 | 0 | 0 | 0 | 23.3615 | 224.7337 | 1.3258
|  |  | 23.6941 | 0 | -23.6941 | 0 | 0 | 23.6941 | 290.9351 | 0 | 0 | 0 | 0 | 0 | 23.6941 | 198.4069 | 0
|  |  | 24.2768 | 0 | -24.2768 | 0 | 0 | 24.2768 | 263.9609 | 0 | 0 | 0 | 0 | 0 | 24.2768 | 171.4326 | 0
|  |  | 24.5562 | 0 | -24.5562 | 0 | 0 | 24.5562 | 236.6762 | 0 | 0 | 0 | 0 | 0 | 24.5562 | 144.148 | 0
|  |  | 24.0861 | 0 | -24.0861 | 0 | 0 | 24.0861 | 209.9139 | 0 | 0 | 0 | 0 | 0 | 24.0861 | 117.3857 | 0
|  |  | 22.6294 | 0 | -22.6294 | 0 | 0 | 22.6294 | 184.7702 | 0 | 0 | 0 | 0 | 0 | 22.6294 | 92.2419 | 0
|  |  | 20.8758 | 0 | -20.8758 | 0 | 0 | 20.8758 | 161.5749 | 0 | 0 | 0 | 0 | 0 | 20.8758 | 69.0466 | 0
|  |  | 18.9345 | 0.50384 | -18.4307 | 0 | 0 | 18.4307 | 141.0963 | 0.50384 | 0 | 0 | 0 | 0 | 18.9345 | 48.0083 | 0.50384
|  |  | 15.4144 | 5.5003 | -9.9141 | 0 | 0 | 9.9141 | 130.0807 | 5.5003 | 0 | 0 | 0 | 0 | 15.4144 | 30.8811 | 5.5003
|  |  | 11.7376 | 18.6289 | 6.8913 | 0 | 6.8913 | 0 | 136.2828 | 11.7376 | 0 | 0 | 0 | 0 | 11.7376 | 17.8393 | 11.7376
|  |  | 16.1057 | 36.9642 | 20.8584 | 0.050365 | 20.8584 | 0 | 155.0554 | 16.1057 | 0 | 0 | 0.050365 | 0 | 16.0554 | 0 | 16.1057
|  |  | 19.9504 | 55.6271 | 35.6767 | 56.484 | 35.6767 | 0 | 187.1644 | 19.9504 | 0 | 36.5336 | 19.9504 | 0 | 0 | 0 | 19.9504
|  |  | 26.3005 | 74.1344 | 47.8339 | 116.4935 | 47.8339 | 0 | 230.2149 | 26.3005 | 0 | 90.193 | 26.3005 | 0 | 0 | 0 | 26.3005
|  |  | 31.0713 | 89.3447 | 58.2735 | 165.6998 | 58.2735 | 0 | 282.661 | 31.0713 | 0 | 134.6286 | 31.0713 | 0 | 0 | 0 | 31.0713
|  |  | 33.2435 | 98.9258 | 65.6823 | 206.6715 | 65.6823 | 0 | 341.7751 | 33.2435 | 0 | 173.428 | 33.2435 | 0 | 0 | 0 | 33.2435
|  |  | 33.9264 | 106.9039 | 72.9774 | 233.5663 | 45.3824 | 0 | 382.6192 | 61.5215 | 27.595 | 199.6398 | 33.9264 | 0 | 0 | 0 | 61.5215
|  |  | 35.3688 | 111.9644 | 76.5956 | 242.4304 | 0 | 0 | 382.6192 | 111.9644 | 76.5956 | 207.0617 | 35.3688 | 0 | 0 | 0 | 111.9644
|  |  | 34.1685 | 110.6478 | 76.4792 | 236.1097 | 0 | 0 | 382.6192 | 110.6478 | 76.4792 | 201.9411 | 34.1685 | 0 | 0 | 0 | 110.6478
|  |  | 35.1159 | 103.5576 | 68.4417 | 212.6145 | 0 | 0 | 382.6192 | 103.5576 | 68.4417 | 53.0158 | 35.1159 | 124.4828 | 0 | 112.0345 | 103.5576
|  |  | 40.4938 | 86.8071 | 46.3132 | 175.118 | 0 | 0 | 382.6192 | 86.8071 | 46.3132 | 0 | 40.4938 | 134.6242 | 0 | 233.1963 | 86.8071
|  |  | 46.2897 | 64.8217 | 18.532 | 128.4048 | 0 | 0 | 382.6192 | 64.8217 | 18.532 | 0 | 46.2897 | 82.1151 | 0 | 307.0999 | 64.8217
|  |  | 46.7678 | 44.6409 | -2.1269 | 71.6941 | 0 | 2.1269 | 380.256 | 44.6409 | 0 | 0 | 46.7678 | 24.9264 | 0 | 329.5336 | 44.6409
|  |  | 41.1187 | 24.3706 | -16.7481 | 0.83102 | 0 | 16.7481 | 361.6471 | 24.3706 | 0 | 0 | 0.83102 | 0 | 40.2877 | 284.7696 | 24.3706
|  |  | 30.6708 | 8.5227 | -22.148 | 0 | 0 | 22.148 | 337.0381 | 8.5227 | 0 | 0 | 0 | 0 | 30.6708 | 250.691 | 8.5227
|  |  | 23.3615 | 1.3879 | -21.9737 | 0 | 0 | 21.9737 | 312.623 | 1.3879 | 0 | 0 | 0 | 0 | 23.3615 | 224.7337 | 1.3879
|  |  | 23.6941 | 0 | -23.6941 | 0 | 0 | 23.6941 | 286.2962 | 0 | 0 | 0 | 0 | 0 | 23.6941 | 198.4069 | 0
|  |  | 24.2768 | 0 | -24.2768 | 0 | 0 | 24.2768 | 259.3219 | 0 | 0 | 0 | 0 | 0 | 24.2768 | 171.4326 | 0
|  |  | 24.5562 | 0 | -24.5562 | 0 | 0 | 24.5562 | 232.0373 | 0 | 0 | 0 | 0 | 0 | 24.5562 | 144.148 | 0
|  |  | 24.0861 | 0 | -24.0861 | 0 | 0 | 24.0861 | 205.275 | 0 | 0 | 0 | 0 | 0 | 24.0861 | 117.3857 | 0
|  |  | 22.6294 | 0 | -22.6294 | 0 | 0 | 22.6294 | 180.1312 | 0 | 0 | 0 | 0 | 0 | 22.6294 | 92.2419 | 0
|  |  | 20.8758 | 0 | -20.8758 | 0 | 0 | 20.8758 | 156.9359 | 0 | 0 | 0 | 0 | 0 | 20.8758 | 69.0466 | 0
|  |  | 18.9345 | 0.47092 | -18.4636 | 0 | 0 | 18.4636 | 136.4208 | 0.47092 | 0 | 0 | 0 | 0 | 18.9345 | 48.0083 | 0.47092
|  |  | 15.4144 | 5.3116 | -10.1028 | 0 | 0 | 10.1028 | 125.1954 | 5.3116 | 0 | 0 | 0 | 0 | 15.4144 | 30.8811 | 5.3116
|  |  | 11.7376 | 17.8092 | 6.0715 | 0 | 6.0715 | 0 | 130.6598 | 11.7376 | 0 | 0 | 0 | 0 | 11.7376 | 17.8393 | 11.7376
|  |  | 16.1057 | 38.2232 | 22.1174 | 0.050365 | 22.1174 | 0 | 150.5655 | 16.1057 | 0 | 0 | 0.050365 | 0 | 16.0554 | 0 | 16.1057
|  |  | 19.9504 | 59.0339 | 39.0835 | 62.2508 | 39.0835 | 0 | 185.7407 | 19.9504 | 0 | 42.3004 | 19.9504 | 0 | 0 | 0 | 19.9504
|  |  | 26.3005 | 76.5606 | 50.2601 | 123.0158 | 50.2601 | 0 | 230.9747 | 26.3005 | 0 | 96.7152 | 26.3005 | 0 | 0 | 0 | 26.3005
|  |  | 31.0713 | 97.9355 | 66.8642 | 173.8841 | 66.8642 | 0 | 291.1526 | 31.0713 | 0 | 142.8128 | 31.0713 | 0 | 0 | 0 | 31.0713
|  |  | 33.2435 | 115.3739 | 82.1303 | 212.6397 | 82.1303 | 0 | 365.0699 | 33.2435 | 0 | 179.3962 | 33.2435 | 0 | 0 | 0 | 33.2435
|  |  | 33.9264 | 125.0945 | 91.1681 | 237.7465 | 19.4993 | 0 | 382.6192 | 105.5952 | 71.6688 | 203.8201 | 33.9264 | 0 | 0 | 0 | 105.5952
|  |  | 35.3688 | 127.6155 | 92.2468 | 248.2727 | 0 | 0 | 382.6192 | 127.6155 | 92.2468 | 212.904 | 35.3688 | 0 | 0 | 0 | 127.6155
|  |  | 34.1685 | 121.6844 | 87.5158 | 242.9341 | 0 | 0 | 382.6192 | 121.6844 | 87.5158 | 208.7656 | 34.1685 | 0 | 0 | 0 | 121.6844
|  |  | 35.1159 | 113.4852 | 78.3693 | 219.2879 | 0 | 0 | 382.6192 | 113.4852 | 78.3693 | 86.4726 | 35.1159 | 97.6994 | 0 | 87.9294 | 113.4852
|  |  | 40.4938 | 98.248 | 57.7541 | 185.0902 | 0 | 0 | 382.6192 | 98.248 | 57.7541 | 0 | 40.4938 | 144.5964 | 0 | 218.0662 | 98.248
|  |  | 46.2897 | 74.221 | 27.9313 | 138.7547 | 0 | 0 | 382.6192 | 74.221 | 27.9313 | 0 | 46.2897 | 92.4651 | 0 | 301.2847 | 74.221
|  |  | 46.7678 | 49.3496 | 2.5818 | 77.8134 | 0 | 0 | 382.6192 | 49.3496 | 2.5818 | 0 | 46.7678 | 31.0457 | 0 | 329.2259 | 49.3496
|  |  | 41.1187 | 26.8452 | -14.2735 | 1.108 | 0 | 14.2735 | 366.7598 | 26.8452 | 0 | 0 | 1.108 | 0 | 40.0107 | 284.7696 | 26.8452
|  |  | 30.6708 | 9.3782 | -21.2925 | 0 | 0 | 21.2925 | 343.1014 | 9.3782 | 0 | 0 | 0 | 0 | 30.6708 | 250.691 | 9.3782
|  |  | 23.3615 | 1.3682 | -21.9934 | 0 | 0 | 21.9934 | 318.6644 | 1.3682 | 0 | 0 | 0 | 0 | 23.3615 | 224.7337 | 1.3682
|  |  | 23.6941 | 0 | -23.6941 | 0 | 0 | 23.6941 | 292.3376 | 0 | 0 | 0 | 0 | 0 | 23.6941 | 198.4069 | 0
|  |  | 24.2768 | 0 | -24.2768 | 0 | 0 | 24.2768 | 265.3633 | 0 | 0 | 0 | 0 | 0 | 24.2768 | 171.4326 | 0
|  |  | 24.5562 | 0 | -24.5562 | 0 | 0 | 24.5562 | 238.0787 | 0 | 0 | 0 | 0 | 0 | 24.5562 | 144.148 | 0
|  |  | 24.0861 | 0 | -24.0861 | 0 | 0 | 24.0861 | 211.3163 | 0 | 0 | 0 | 0 | 0 | 24.0861 | 117.3857 | 0
|  |  | 22.6294 | 0 | -22.6294 | 0 | 0 | 22.6294 | 186.1726 | 0 | 0 | 0 | 0 | 0 | 22.6294 | 92.2419 | 0
|  |  | 20.8758 | 0 | -20.8758 | 0 | 0 | 20.8758 | 162.9773 | 0 | 0 | 0 | 0 | 0 | 20.8758 | 69.0466 | 0
|  |  | 18.9345 | 0.46901 | -18.4655 | 0 | 0 | 18.4655 | 142.46 | 0.46901 | 0 | 0 | 0 | 0 | 18.9345 | 48.0083 | 0.46901
|  |  | 15.4144 | 4.3551 | -11.0594 | 0 | 0 | 11.0594 | 130.1719 | 4.3551 | 0 | 0 | 0 | 0 | 15.4144 | 30.8811 | 4.3551
|  |  | 11.7376 | 14.0172 | 2.2795 | 0 | 2.2795 | 0 | 132.2235 | 11.7376 | 0 | 0 | 0 | 0 | 11.7376 | 17.8393 | 11.7376
|  |  | 16.1057 | 32.2182 | 16.1124 | 0.050365 | 16.1124 | 0 | 146.7247 | 16.1057 | 0 | 0 | 0.050365 | 0 | 16.0554 | 0 | 16.1057
|  |  | 19.9504 | 55.0594 | 35.109 | 67.1865 | 35.109 | 0 | 178.3228 | 19.9504 | 0 | 47.2361 | 19.9504 | 0 | 0 | 0 | 19.9504
|  |  | 26.3005 | 75.1772 | 48.8767 | 133.0383 | 48.8767 | 0 | 222.3118 | 26.3005 | 0 | 106.7378 | 26.3005 | 0 | 0 | 0 | 26.3005
|  |  | 31.0713 | 93.6302 | 62.5589 | 189.2453 | 62.5589 | 0 | 278.6148 | 31.0713 | 0 | 158.174 | 31.0713 | 0 | 0 | 0 | 31.0713
|  |  | 33.2435 | 103.6155 | 70.372 | 232.1057 | 70.372 | 0 | 341.9495 | 33.2435 | 0 | 198.8621 | 33.2435 | 0 | 0 | 0 | 33.2435
|  |  | 33.9264 | 110.631 | 76.7046 | 259.4537 | 45.1886 | 0 | 382.6192 | 65.4424 | 31.516 | 225.5273 | 33.9264 | 0 | 0 | 0 | 65.4424
|  |  | 35.3688 | 118.0958 | 82.727 | 269.5518 | 0 | 0 | 382.6192 | 118.0958 | 82.727 | 234.1831 | 35.3688 | 0 | 0 | 0 | 118.0958
|  |  | 34.1685 | 114.0478 | 79.8793 | 262.123 | 0 | 0 | 382.6192 | 114.0478 | 79.8793 | 227.9545 | 34.1685 | 0 | 0 | 0 | 114.0478
|  |  | 35.1159 | 102.2115 | 67.0956 | 238.7035 | 0 | 0 | 382.6192 | 102.2115 | 67.0956 | 128.3539 | 35.1159 | 75.2336 | 0 | 67.7102 | 102.2115
|  |  | 40.4938 | 85.9485 | 45.4546 | 198.4873 | 0 | 0 | 382.6192 | 85.9485 | 45.4546 | 0 | 40.4938 | 157.9934 | 0 | 209.9043 | 85.9485
|  |  | 46.2897 | 66.0601 | 19.7705 | 145.1007 | 0 | 0 | 382.6192 | 66.0601 | 19.7705 | 0 | 46.2897 | 98.811 | 0 | 298.8342 | 66.0601
|  |  | 46.7678 | 44.9318 | -1.8359 | 80.785 | 0 | 1.8359 | 380.5793 | 44.9318 | 0 | 0 | 46.7678 | 34.0172 | 0 | 329.4497 | 44.9318
|  |  | 41.1187 | 23.9737 | -17.1449 | 0.90656 | 0 | 17.1449 | 361.5294 | 23.9737 | 0 | 0 | 0.90656 | 0 | 40.2121 | 284.7696 | 23.9737
|  |  | 30.6708 | 8.2849 | -22.3859 | 0 | 0 | 22.3859 | 336.6561 | 8.2849 | 0 | 0 | 0 | 0 | 30.6708 | 250.691 | 8.2849
|  |  | 23.3615 | 1.3125 | -22.049 | 0 | 0 | 22.049 | 312.1572 | 1.3125 | 0 | 0 | 0 | 0 | 23.3615 | 224.7337 | 1.3125
|  |  | 23.6941 | 0 | -23.6941 | 0 | 0 | 23.6941 | 285.8304 | 0 | 0 | 0 | 0 | 0 | 23.6941 | 198.4069 | 0
|  |  | 24.2768 | 0 | -24.2768 | 0 | 0 | 24.2768 | 258.8561 | 0 | 0 | 0 | 0 | 0 | 24.2768 | 171.4326 | 0
|  |  | 24.5562 | 0 | -24.5562 | 0 | 0 | 24.5562 | 231.5715 | 0 | 0 | 0 | 0 | 0 | 24.5562 | 144.148 | 0
|  |  | 24.0861 | 0 | -24.0861 | 0 | 0 | 24.0861 | 204.8092 | 0 | 0 | 0 | 0 | 0 | 24.0861 | 117.3857 | 0
|  |  | 22.6294 | 0 | -22.6294 | 0 | 0 | 22.6294 | 179.6654 | 0 | 0 | 0 | 0 | 0 | 22.6294 | 92.2419 | 0
|  |  | 20.8758 | 0 | -20.8758 | 0 | 0 | 20.8758 | 156.4701 | 0 | 0 | 0 | 0 | 0 | 20.8758 | 69.0466 | 0
|  |  | 18.9345 | 0.52441 | -18.4101 | 0 | 0 | 18.4101 | 136.0145 | 0.52441 | 0 | 0 | 0 | 0 | 18.9345 | 48.0083 | 0.52441
|  |  | 15.4144 | 5.3597 | -10.0548 | 0 | 0 | 10.0548 | 124.8425 | 5.3597 | 0 | 0 | 0 | 0 | 15.4144 | 30.8811 | 5.3597
|  |  | 11.7376 | 17.5088 | 5.7711 | 0 | 5.7711 | 0 | 130.0365 | 11.7376 | 0 | 0 | 0 | 0 | 11.7376 | 17.8393 | 11.7376
|  |  | 16.1057 | 34.7771 | 18.6714 | 0.050365 | 18.6714 | 0 | 146.8408 | 16.1057 | 0 | 0 | 0.050365 | 0 | 16.0554 | 0 | 16.1057
|  |  | 19.9504 | 54.7249 | 34.7746 | 71.1149 | 34.7746 | 0 | 178.1379 | 19.9504 | 0 | 51.1646 | 19.9504 | 0 | 0 | 0 | 19.9504
|  |  | 26.3005 | 77.5812 | 51.2806 | 141.9025 | 51.2806 | 0 | 224.2905 | 26.3005 | 0 | 115.602 | 26.3005 | 0 | 0 | 0 | 26.3005
|  |  | 31.0713 | 96.9936 | 65.9223 | 202.0883 | 65.9223 | 0 | 283.6205 | 31.0713 | 0 | 171.017 | 31.0713 | 0 | 0 | 0 | 31.0713
|  |  | 33.2435 | 110.2219 | 76.9783 | 247.4669 | 76.9783 | 0 | 352.901 | 33.2435 | 0 | 214.2234 | 33.2435 | 0 | 0 | 0 | 33.2435
|  |  | 33.9264 | 119.0615 | 85.1351 | 275.9733 | 33.0202 | 0 | 382.6192 | 86.0413 | 52.1149 | 242.0469 | 33.9264 | 0 | 0 | 0 | 86.0413
|  |  | 35.3688 | 125.2477 | 89.8789 | 286.5751 | 0 | 0 | 382.6192 | 125.2477 | 89.8789 | 251.2063 | 35.3688 | 0 | 0 | 0 | 125.2477
|  |  | 34.1685 | 122.9972 | 88.8287 | 278.7938 | 0 | 0 | 382.6192 | 122.9972 | 88.8287 | 244.6252 | 34.1685 | 0 | 0 | 0 | 122.9972
|  |  | 35.1159 | 109.8981 | 74.7822 | 252.6545 | 0 | 0 | 382.6192 | 109.8981 | 74.7822 | 140.8052 | 35.1159 | 76.7334 | 0 | 69.06 | 109.8981
|  |  | 40.4938 | 92.1343 | 51.6405 | 209.7186 | 0 | 0 | 382.6192 | 92.1343 | 51.6405 | 0 | 40.4938 | 169.2247 | 0 | 221.3623 | 92.1343
|  |  | 46.2897 | 70.8451 | 24.5555 | 152.3028 | 0 | 0 | 382.6192 | 70.8451 | 24.5555 | 0 | 46.2897 | 106.0132 | 0 | 316.7741 | 70.8451
|  |  | 46.7678 | 48.3173 | 1.5495 | 84.4868 | 0 | 0 | 382.6192 | 48.3173 | 1.5495 | 0 | 46.7678 | 37.719 | 0 | 350.7212 | 48.3173
|  |  | 41.1187 | 26.0719 | -15.0468 | 0.57919 | 0 | 15.0468 | 365.9006 | 26.0719 | 0 | 0 | 0.57919 | 0 | 40.5395 | 305.6774 | 26.0719
|  |  | 30.6708 | 9.3468 | -21.324 | 0 | 0 | 21.324 | 342.2072 | 9.3468 | 0 | 0 | 0 | 0 | 30.6708 | 271.5988 | 9.3468
|  |  | 23.3615 | 1.6062 | -21.7553 | 0 | 0 | 21.7553 | 318.0347 | 1.6062 | 0 | 0 | 0 | 0 | 23.3615 | 245.6415 | 1.6062
|  |  | 23.6941 | 0 | -23.6941 | 0 | 0 | 23.6941 | 291.7079 | 0 | 0 | 0 | 0 | 0 | 23.6941 | 219.3147 | 0
|  |  | 24.2768 | 0 | -24.2768 | 0 | 0 | 24.2768 | 264.7336 | 0 | 0 | 0 | 0 | 0 | 24.2768 | 192.3404 | 0
|  |  | 24.5562 | 0 | -24.5562 | 0 | 0 | 24.5562 | 237.449 | 0 | 0 | 0 | 0 | 0 | 24.5562 | 165.0558 | 0
|  |  | 30.2465 | 0 | -30.2465 | 0 | 0 | 30.2465 | 203.8418 | 0 | 0 | 0 | 0 | 0 | 30.2465 | 131.4486 | 0
|  |  | 28.1491 | 0 | -28.1491 | 0 | 0 | 28.1491 | 172.565 | 0 | 0 | 0 | 0 | 0 | 28.1491 | 100.1718 | 0
|  |  | 25.2107 | 0 | -25.2107 | 0 | 0 | 25.2107 | 144.5531 | 0 | 0 | 0 | 0 | 0 | 25.2107 | 72.1599 | 0
|  |  | 21.4417 | 0.60551 | -20.8361 | 0 | 0 | 20.8361 | 121.4018 | 0.60551 | 0 | 0 | 0 | 0 | 21.4417 | 48.3359 | 0.60551
|  |  | 17.5188 | 5.497 | -12.0218 | 0 | 0 | 12.0218 | 108.0443 | 5.497 | 0 | 0 | 0 | 0 | 17.5188 | 28.8705 | 5.497
|  |  | 14.3414 | 18.9412 | 4.5998 | 0 | 4.5998 | 0 | 112.1841 | 14.3414 | 0 | 0 | 0 | 0 | 14.3414 | 12.9356 | 14.3414
|  |  | 11.6673 | 38.5137 | 26.8465 | 0.025182 | 26.8465 | 0 | 136.3459 | 11.6673 | 0 | 0 | 0.025182 | 0 | 11.6421 | 0 | 11.6673
|  |  | 9.167 | 61.9638 | 52.7968 | 59.8333 | 52.7968 | 0 | 183.8631 | 9.167 | 0 | 50.6663 | 9.167 | 0 | 0 | 0 | 9.167
|  |  | 7.1962 | 83.6826 | 76.4864 | 121.5552 | 76.4864 | 0 | 252.7008 | 7.1962 | 0 | 114.359 | 7.1962 | 0 | 0 | 0 | 7.1962
|  |  | 6.03 | 98.8256 | 92.7956 | 174.841 | 92.7956 | 0 | 336.2168 | 6.03 | 0 | 168.811 | 6.03 | 0 | 0 | 0 | 6.03
|  |  | 6.0645 | 107.4395 | 101.375 | 215.7623 | 51.5582 | 0 | 382.6192 | 55.8812 | 49.8168 | 209.6979 | 6.0645 | 0 | 0 | 0 | 55.8812
|  |  | 6.9622 | 109.0263 | 102.0641 | 241.4483 | 0 | 0 | 382.6192 | 109.0263 | 102.0641 | 234.4861 | 6.9622 | 0 | 0 | 0 | 109.0263
|  |  | 9.2104 | 106.2083 | 96.9979 | 253.3848 | 0 | 0 | 382.6192 | 106.2083 | 96.9979 | 244.1743 | 9.2104 | 0 | 0 | 0 | 106.2083
|  |  | 12.2202 | 100.444 | 88.2238 | 247.2906 | 0 | 0 | 382.6192 | 100.444 | 88.2238 | 235.0704 | 12.2202 | 0 | 0 | 0 | 100.444
|  |  | 15.3949 | 94.752 | 79.357 | 225.659 | 0 | 0 | 382.6192 | 94.752 | 79.357 | 118.6918 | 15.3949 | 91.5722 | 0 | 82.415 | 94.752
|  |  | 18.6761 | 84.6542 | 65.9781 | 186.8026 | 0 | 0 | 382.6192 | 84.6542 | 65.9781 | 0 | 18.6761 | 168.1266 | 0 | 233.7289 | 84.6542
|  |  | 22.1391 | 65.583 | 43.4439 | 137.0171 | 0 | 0 | 382.6192 | 65.583 | 43.4439 | 0 | 22.1391 | 114.878 | 0 | 337.1191 | 65.583
|  |  | 26.0591 | 43.7721 | 17.7129 | 74.9427 | 0 | 0 | 382.6192 | 43.7721 | 17.7129 | 0 | 26.0591 | 48.8835 | 0 | 381.1143 | 43.7721
|  |  | 29.8278 | 23.7055 | -6.1223 | 1.108 | 0 | 6.1223 | 375.8166 | 23.7055 | 0 | 0 | 1.108 | 0 | 28.7198 | 349.2034 | 23.7055
|  |  | 32.3465 | 8.513 | -23.8335 | 0 | 0 | 23.8335 | 349.335 | 8.513 | 0 | 0 | 0 | 0 | 32.3465 | 313.2629 | 8.513
|  |  | 33.6507 | 1.364 | -32.2867 | 0 | 0 | 32.2867 | 313.4608 | 1.364 | 0 | 0 | 0 | 0 | 33.6507 | 275.8732 | 1.364
|  |  | 34.0882 | 0 | -34.0882 | 0 | 0 | 34.0882 | 275.585 | 0 | 0 | 0 | 0 | 0 | 34.0882 | 237.9974 | 0
|  |  | 33.501 | 0 | -33.501 | 0 | 0 | 33.501 | 238.3618 | 0 | 0 | 0 | 0 | 0 | 33.501 | 200.7741 | 0
|  |  | 32.1465 | 0 | -32.1465 | 0 | 0 | 32.1465 | 202.6434 | 0 | 0 | 0 | 0 | 0 | 32.1465 | 165.0558 | 0
|  |  | 30.2465 | 0 | -30.2465 | 0 | 0 | 30.2465 | 169.0362 | 0 | 0 | 0 | 0 | 0 | 30.2465 | 131.4486 | 0
|  |  | 28.1491 | 0 | -28.1491 | 0 | 0 | 28.1491 | 137.7594 | 0 | 0 | 0 | 0 | 0 | 28.1491 | 100.1718 | 0
|  |  | 25.2107 | 0 | -25.2107 | 0 | 0 | 25.2107 | 109.7476 | 0 | 0 | 0 | 0 | 0 | 25.2107 | 72.1599 | 0
|  |  | 21.4417 | 0.54736 | -20.8943 | 0 | 0 | 20.8943 | 86.5317 | 0.54736 | 0 | 0 | 0 | 0 | 21.4417 | 48.3359 | 0.54736
|  |  | 17.5188 | 5.1599 | -12.3589 | 0 | 0 | 12.3589 | 72.7996 | 5.1599 | 0 | 0 | 0 | 0 | 17.5188 | 28.8705 | 5.1599
|  |  | 14.3414 | 17.9299 | 3.5886 | 0 | 3.5886 | 0 | 76.0293 | 14.3414 | 0 | 0 | 0 | 0 | 14.3414 | 12.9356 | 14.3414
|  |  | 11.6673 | 36.028 | 24.3607 | 0.025182 | 24.3607 | 0 | 97.9539 | 11.6673 | 0 | 0 | 0.025182 | 0 | 11.6421 | 0 | 11.6673
|  |  | 9.167 | 57.733 | 48.5661 | 60.211 | 48.5661 | 0 | 141.6634 | 9.167 | 0 | 51.044 | 9.167 | 0 | 0 | 0 | 9.167
|  |  | 7.1962 | 78.4731 | 71.2769 | 120.7242 | 71.2769 | 0 | 205.8126 | 7.1962 | 0 | 113.5279 | 7.1962 | 0 | 0 | 0 | 7.1962
|  |  | 6.03 | 94.4539 | 88.4239 | 172.2976 | 88.4239 | 0 | 285.3941 | 6.03 | 0 | 166.2676 | 6.03 | 0 | 0 | 0 | 6.03
|  |  | 6.0645 | 103.8295 | 97.7651 | 212.4886 | 97.7651 | 0 | 373.3827 | 6.0645 | 0 | 206.4242 | 6.0645 | 0 | 0 | 0 | 6.0645
|  |  | 6.9622 | 111.9173 | 104.9551 | 234.9513 | 10.2629 | 0 | 382.6192 | 101.6545 | 94.6923 | 227.9891 | 6.9622 | 0 | 0 | 0 | 101.6545
|  |  | 9.2104 | 115.4487 | 106.2382 | 241.8261 | 0 | 0 | 382.6192 | 115.4487 | 106.2382 | 232.6156 | 9.2104 | 0 | 0 | 0 | 115.4487
|  |  | 12.2202 | 111.0873 | 98.8671 | 237.4192 | 0 | 0 | 382.6192 | 111.0873 | 98.8671 | 225.1989 | 12.2202 | 0 | 0 | 0 | 111.0873
|  |  | 15.3949 | 101.1035 | 85.7086 | 212.816 | 0 | 0 | 382.6192 | 101.1035 | 85.7086 | 103.2193 | 15.3949 | 94.2017 | 0 | 84.7816 | 101.1035
|  |  | 18.6761 | 83.4681 | 64.792 | 175.7728 | 0 | 0 | 382.6192 | 83.4681 | 64.792 | 0 | 18.6761 | 157.0967 | 0 | 226.1686 | 83.4681
|  |  | 22.1391 | 63.6024 | 41.4633 | 127.9767 | 0 | 0 | 382.6192 | 63.6024 | 41.4633 | 0 | 22.1391 | 105.8376 | 0 | 321.4224 | 63.6024
|  |  | 26.0591 | 42.1698 | 16.1107 | 69.8055 | 0 | 0 | 382.6192 | 42.1698 | 16.1107 | 0 | 26.0591 | 43.7463 | 0 | 360.7941 | 42.1698
|  |  | 29.8278 | 22.6712 | -7.1566 | 0.60438 | 0 | 7.1566 | 374.6674 | 22.6712 | 0 | 0 | 0.60438 | 0 | 29.2235 | 328.3236 | 22.6712
|  |  | 32.3465 | 8.4491 | -23.8974 | 0 | 0 | 23.8974 | 348.1148 | 8.4491 | 0 | 0 | 0 | 0 | 32.3465 | 292.3831 | 8.4491
|  |  | 33.6507 | 1.4393 | -32.2114 | 0 | 0 | 32.2114 | 312.3244 | 1.4393 | 0 | 0 | 0 | 0 | 33.6507 | 254.9934 | 1.4393
|  |  | 34.0882 | 0 | -34.0882 | 0 | 0 | 34.0882 | 274.4486 | 0 | 0 | 0 | 0 | 0 | 34.0882 | 217.1176 | 0
|  |  | 33.501 | 0 | -33.501 | 0 | 0 | 33.501 | 237.2253 | 0 | 0 | 0 | 0 | 0 | 33.501 | 179.8943 | 0
|  |  | 32.1465 | 0 | -32.1465 | 0 | 0 | 32.1465 | 201.507 | 0 | 0 | 0 | 0 | 0 | 32.1465 | 144.176 | 0
|  |  | 24.0861 | 0 | -24.0861 | 0 | 0 | 24.0861 | 174.7446 | 0 | 0 | 0 | 0 | 0 | 24.0861 | 117.4137 | 0
|  |  | 22.6294 | 0 | -22.6294 | 0 | 0 | 22.6294 | 149.6009 | 0 | 0 | 0 | 0 | 0 | 22.6294 | 92.2699 | 0
|  |  | 20.8758 | 0 | -20.8758 | 0 | 0 | 20.8758 | 126.4056 | 0 | 0 | 0 | 0 | 0 | 20.8758 | 69.0746 | 0
|  |  | 18.9345 | 0.49737 | -18.4371 | 0 | 0 | 18.4371 | 105.9199 | 0.49737 | 0 | 0 | 0 | 0 | 18.9345 | 48.0362 | 0.49737
|  |  | 15.4144 | 5.1974 | -10.217 | 0 | 0 | 10.217 | 94.5677 | 5.1974 | 0 | 0 | 0 | 0 | 15.4144 | 30.9091 | 5.1974
|  |  | 11.7376 | 16.5991 | 4.8614 | 0 | 4.8614 | 0 | 98.9429 | 11.7376 | 0 | 0 | 0 | 0 | 11.7376 | 17.8673 | 11.7376
|  |  | 16.1057 | 33.6336 | 17.5278 | 0.025182 | 17.5278 | 0 | 114.718 | 16.1057 | 0 | 0 | 0.025182 | 0 | 16.0806 | 0 | 16.1057
|  |  | 19.9504 | 53.9846 | 34.0343 | 62.9559 | 34.0343 | 0 | 145.3488 | 19.9504 | 0 | 43.0055 | 19.9504 | 0 | 0 | 0 | 19.9504
|  |  | 26.3005 | 75.0973 | 48.7968 | 125.5844 | 48.7968 | 0 | 189.2659 | 26.3005 | 0 | 99.2838 | 26.3005 | 0 | 0 | 0 | 26.3005
|  |  | 31.0713 | 88.4813 | 57.41 | 178.1903 | 57.41 | 0 | 240.935 | 31.0713 | 0 | 147.119 | 31.0713 | 0 | 0 | 0 | 31.0713
|  |  | 33.2435 | 100.964 | 67.7204 | 216.9963 | 67.7204 | 0 | 301.8834 | 33.2435 | 0 | 183.7527 | 33.2435 | 0 | 0 | 0 | 33.2435
|  |  | 33.9264 | 115.7801 | 81.8537 | 241.9772 | 81.8537 | 0 | 375.5517 | 33.9264 | 0 | 208.0507 | 33.9264 | 0 | 0 | 0 | 33.9264
|  |  | 35.3688 | 117.5824 | 82.2136 | 252.8056 | 7.8529 | 0 | 382.6192 | 109.7295 | 74.3608 | 217.4368 | 35.3688 | 0 | 0 | 0 | 109.7295
|  |  | 34.1685 | 108.9697 | 74.8011 | 246.8877 | 0 | 0 | 382.6192 | 108.9697 | 74.8011 | 212.7192 | 34.1685 | 0 | 0 | 0 | 108.9697
|  |  | 35.1159 | 97.2617 | 62.1458 | 224.9035 | 0 | 0 | 382.6192 | 97.2617 | 62.1458 | 96.6879 | 35.1159 | 93.0997 | 0 | 83.7897 | 97.2617
|  |  | 40.4938 | 83.3359 | 42.842 | 188.8172 | 0 | 0 | 382.6192 | 83.3359 | 42.842 | 0 | 40.4938 | 148.3234 | 0 | 217.2808 | 83.3359
|  |  | 46.2897 | 65.2743 | 18.9846 | 139.208 | 0 | 0 | 382.6192 | 65.2743 | 18.9846 | 0 | 46.2897 | 92.9183 | 0 | 300.9073 | 65.2743
|  |  | 46.7678 | 44.9169 | -1.8509 | 78.5437 | 0 | 1.8509 | 380.5627 | 44.9169 | 0 | 0 | 46.7678 | 31.776 | 0 | 329.5057 | 44.9169
|  |  | 41.1187 | 24.8487 | -16.2699 | 0.8562 | 0 | 16.2699 | 362.485 | 24.8487 | 0 | 0 | 0.8562 | 0 | 40.2625 | 284.7696 | 24.8487
|  |  | 30.6708 | 8.8313 | -21.8395 | 0 | 0 | 21.8395 | 338.2189 | 8.8313 | 0 | 0 | 0 | 0 | 30.6708 | 250.691 | 8.8313
|  |  | 23.3615 | 1.5367 | -21.8248 | 0 | 0 | 21.8248 | 313.9691 | 1.5367 | 0 | 0 | 0 | 0 | 23.3615 | 224.7337 | 1.5367
|  |  | 23.6941 | 0 | -23.6941 | 0 | 0 | 23.6941 | 287.6423 | 0 | 0 | 0 | 0 | 0 | 23.6941 | 198.4069 | 0
|  |  | 24.2768 | 0 | -24.2768 | 0 | 0 | 24.2768 | 260.668 | 0 | 0 | 0 | 0 | 0 | 24.2768 | 171.4326 | 0
|  |  | 24.5562 | 0 | -24.5562 | 0 | 0 | 24.5562 | 233.3834 | 0 | 0 | 0 | 0 | 0 | 24.5562 | 144.148 | 0
|  |  | 24.0861 | 0 | -24.0861 | 0 | 0 | 24.0861 | 206.6211 | 0 | 0 | 0 | 0 | 0 | 24.0861 | 117.3857 | 0
|  |  | 22.6294 | 0 | -22.6294 | 0 | 0 | 22.6294 | 181.4773 | 0 | 0 | 0 | 0 | 0 | 22.6294 | 92.2419 | 0
|  |  | 20.8758 | 0 | -20.8758 | 0 | 0 | 20.8758 | 158.282 | 0 | 0 | 0 | 0 | 0 | 20.8758 | 69.0466 | 0
|  |  | 18.9345 | 0.5151 | -18.4194 | 0 | 0 | 18.4194 | 137.816 | 0.5151 | 0 | 0 | 0 | 0 | 18.9345 | 48.0083 | 0.5151
|  |  | 15.4144 | 5.0887 | -10.3257 | 0 | 0 | 10.3257 | 126.343 | 5.0887 | 0 | 0 | 0 | 0 | 15.4144 | 30.8811 | 5.0887
|  |  | 11.7376 | 16.9386 | 5.2009 | 0 | 5.2009 | 0 | 131.0239 | 11.7376 | 0 | 0 | 0 | 0 | 11.7376 | 17.8393 | 11.7376
|  |  | 16.1057 | 35.1182 | 19.0125 | 0.050365 | 19.0125 | 0 | 148.1351 | 16.1057 | 0 | 0 | 0.050365 | 0 | 16.0554 | 0 | 16.1057
|  |  | 19.9504 | 53.5136 | 33.5632 | 70.6868 | 33.5632 | 0 | 178.342 | 19.9504 | 0 | 50.7365 | 19.9504 | 0 | 0 | 0 | 19.9504
|  |  | 26.3005 | 68.548 | 42.2475 | 141.273 | 42.2475 | 0 | 216.3647 | 26.3005 | 0 | 114.9724 | 26.3005 | 0 | 0 | 0 | 26.3005
|  |  | 31.0713 | 86.2725 | 55.2013 | 200.7788 | 55.2013 | 0 | 266.0458 | 31.0713 | 0 | 169.7076 | 31.0713 | 0 | 0 | 0 | 31.0713
|  |  | 33.2435 | 101.2907 | 68.0472 | 245.0746 | 68.0472 | 0 | 327.2883 | 33.2435 | 0 | 211.831 | 33.2435 | 0 | 0 | 0 | 33.2435
|  |  | 33.9264 | 108.6545 | 74.7281 | 273.3292 | 61.4788 | 0 | 382.6192 | 47.1757 | 13.2493 | 239.4028 | 33.9264 | 0 | 0 | 0 | 47.1757
|  |  | 35.3688 | 116.275 | 80.9062 | 284.1324 | 0 | 0 | 382.6192 | 116.275 | 80.9062 | 248.7636 | 35.3688 | 0 | 0 | 0 | 116.275
|  |  | 34.1685 | 118.1045 | 83.9359 | 275.9733 | 0 | 0 | 382.6192 | 118.1045 | 83.9359 | 241.8048 | 34.1685 | 0 | 0 | 0 | 118.1045
|  |  | 35.1159 | 110.0264 | 74.9105 | 250.0103 | 0 | 0 | 382.6192 | 110.0264 | 74.9105 | 159.3357 | 35.1159 | 55.5587 | 0 | 50.0029 | 110.0264
|  |  | 40.4938 | 98.4592 | 57.9653 | 207.5277 | 0 | 0 | 382.6192 | 98.4592 | 57.9653 | 0 | 40.4938 | 167.0339 | 0 | 200.3334 | 98.4592
|  |  | 46.2897 | 76.6037 | 30.314 | 151.5474 | 0 | 0 | 382.6192 | 76.6037 | 30.314 | 0 | 46.2897 | 105.2577 | 0 | 295.0653 | 76.6037
|  |  | 46.7678 | 47.2611 | 0.49328 | 85.066 | 0 | 0 | 382.6192 | 47.2611 | 0.49328 | 0 | 46.7678 | 38.2982 | 0 | 329.5336 | 47.2611
|  |  | 41.1187 | 24.4306 | -16.6881 | 0.8562 | 0 | 16.6881 | 364.077 | 24.4306 | 0 | 0 | 0.8562 | 0 | 40.2625 | 284.7975 | 24.4306
|  |  | 30.6708 | 9.2473 | -21.4235 | 0 | 0 | 21.4235 | 340.2731 | 9.2473 | 0 | 0 | 0 | 0 | 30.6708 | 250.7189 | 9.2473
|  |  | 23.3615 | 1.585 | -21.7766 | 0 | 0 | 21.7766 | 316.0769 | 1.585 | 0 | 0 | 0 | 0 | 23.3615 | 224.7617 | 1.585
|  |  | 23.6941 | 0 | -23.6941 | 0 | 0 | 23.6941 | 289.7501 | 0 | 0 | 0 | 0 | 0 | 23.6941 | 198.4349 | 0
|  |  | 24.2768 | 0 | -24.2768 | 0 | 0 | 24.2768 | 262.7758 | 0 | 0 | 0 | 0 | 0 | 24.2768 | 171.4606 | 0
|  |  | 24.5562 | 0 | -24.5562 | 0 | 0 | 24.5562 | 235.4912 | 0 | 0 | 0 | 0 | 0 | 24.5562 | 144.176 | 0
|  |  | 24.0861 | 0 | -24.0861 | 0 | 0 | 24.0861 | 208.7289 | 0 | 0 | 0 | 0 | 0 | 24.0861 | 117.4137 | 0
|  |  | 22.6294 | 0 | -22.6294 | 0 | 0 | 22.6294 | 183.5851 | 0 | 0 | 0 | 0 | 0 | 22.6294 | 92.2699 | 0
|  |  | 20.8758 | 0 | -20.8758 | 0 | 0 | 20.8758 | 160.3898 | 0 | 0 | 0 | 0 | 0 | 20.8758 | 69.0746 | 0
|  |  | 18.9345 | 0.5539 | -18.3806 | 0 | 0 | 18.3806 | 139.9669 | 0.5539 | 0 | 0 | 0 | 0 | 18.9345 | 48.0362 | 0.5539
|  |  | 15.4144 | 5.1945 | -10.2199 | 0 | 0 | 10.2199 | 128.6114 | 5.1945 | 0 | 0 | 0 | 0 | 15.4144 | 30.9091 | 5.1945
|  |  | 11.7376 | 17.3102 | 5.5726 | 0 | 5.5726 | 0 | 133.6267 | 11.7376 | 0 | 0 | 0 | 0 | 11.7376 | 17.8673 | 11.7376
|  |  | 16.1057 | 34.5498 | 18.444 | 0.025182 | 18.444 | 0 | 150.2263 | 16.1057 | 0 | 0 | 0.025182 | 0 | 16.0806 | 0 | 16.1057
|  |  | 19.9504 | 52.2702 | 32.3199 | 65.4993 | 32.3199 | 0 | 179.3142 | 19.9504 | 0 | 45.5489 | 19.9504 | 0 | 0 | 0 | 19.9504
|  |  | 26.3005 | 73.4212 | 47.1207 | 131.4267 | 47.1207 | 0 | 221.7228 | 26.3005 | 0 | 105.1261 | 26.3005 | 0 | 0 | 0 | 26.3005
|  |  | 31.0713 | 95.0231 | 63.9518 | 187.9107 | 63.9518 | 0 | 279.2794 | 31.0713 | 0 | 156.8394 | 31.0713 | 0 | 0 | 0 | 31.0713
|  |  | 33.2435 | 110.1923 | 76.9488 | 231.1488 | 76.9488 | 0 | 348.5333 | 33.2435 | 0 | 197.9052 | 33.2435 | 0 | 0 | 0 | 33.2435
|  |  | 33.9264 | 120.4475 | 86.5211 | 257.7413 | 37.8732 | 0 | 382.6192 | 82.5743 | 48.6479 | 223.8149 | 33.9264 | 0 | 0 | 0 | 82.5743
|  |  | 35.3688 | 128.3001 | 92.9313 | 267.7135 | 0 | 0 | 382.6192 | 128.3001 | 92.9313 | 232.3447 | 35.3688 | 0 | 0 | 0 | 128.3001
|  |  | 34.1685 | 127.0717 | 92.9031 | 261.3928 | 0 | 0 | 382.6192 | 127.0717 | 92.9031 | 227.2242 | 34.1685 | 0 | 0 | 0 | 127.0717
|  |  | 35.1159 | 112.925 | 77.8091 | 237.5703 | 0 | 0 | 382.6192 | 112.925 | 77.8091 | 127.388 | 35.1159 | 75.0663 | 0 | 67.5597 | 112.925
|  |  | 40.4938 | 95.6983 | 55.2045 | 198.311 | 0 | 0 | 382.6192 | 95.6983 | 55.2045 | 0 | 40.4938 | 157.8171 | 0 | 209.5951 | 95.6983
|  |  | 46.2897 | 73.7387 | 27.4491 | 145.151 | 0 | 0 | 382.6192 | 73.7387 | 27.4491 | 0 | 46.2897 | 98.8614 | 0 | 298.5704 | 73.7387
|  |  | 46.7678 | 50.1703 | 3.4025 | 80.8605 | 0 | 0 | 382.6192 | 50.1703 | 3.4025 | 0 | 46.7678 | 34.0927 | 0 | 329.2538 | 50.1703
|  |  | 41.1187 | 29.7162 | -11.4025 | 1.108 | 0 | 11.4025 | 369.9498 | 29.7162 | 0 | 0 | 1.108 | 0 | 40.0107 | 284.7975 | 29.7162
|  |  | 30.6708 | 11.41 | -19.2608 | 0 | 0 | 19.2608 | 348.5489 | 11.41 | 0 | 0 | 0 | 0 | 30.6708 | 250.7189 | 11.41
|  |  | 23.3615 | 1.9173 | -21.4442 | 0 | 0 | 21.4442 | 324.722 | 1.9173 | 0 | 0 | 0 | 0 | 23.3615 | 224.7617 | 1.9173
|  |  | 23.6941 | 0 | -23.6941 | 0 | 0 | 23.6941 | 298.3952 | 0 | 0 | 0 | 0 | 0 | 23.6941 | 198.4349 | 0
|  |  | 24.2768 | 0 | -24.2768 | 0 | 0 | 24.2768 | 271.4209 | 0 | 0 | 0 | 0 | 0 | 24.2768 | 171.4606 | 0
|  |  | 24.5562 | 0 | -24.5562 | 0 | 0 | 24.5562 | 244.1363 | 0 | 0 | 0 | 0 | 0 | 24.5562 | 144.176 | 0
|  |  | 24.0861 | 0 | -24.0861 | 0 | 0 | 24.0861 | 217.374 | 0 | 0 | 0 | 0 | 0 | 24.0861 | 117.4137 | 0
|  |  | 22.6294 | 0 | -22.6294 | 0 | 0 | 22.6294 | 192.2302 | 0 | 0 | 0 | 0 | 0 | 22.6294 | 92.2699 | 0
|  |  | 20.8758 | 0 | -20.8758 | 0 | 0 | 20.8758 | 169.0349 | 0 | 0 | 0 | 0 | 0 | 20.8758 | 69.0746 | 0
|  |  | 18.9345 | 0.56792 | -18.3666 | 0 | 0 | 18.3666 | 148.6276 | 0.56792 | 0 | 0 | 0 | 0 | 18.9345 | 48.0362 | 0.56792
|  |  | 15.4144 | 5.8446 | -9.5698 | 0 | 0 | 9.5698 | 137.9944 | 5.8446 | 0 | 0 | 0 | 0 | 15.4144 | 30.9091 | 5.8446
|  |  | 11.7376 | 19.1204 | 7.3828 | 0 | 7.3828 | 0 | 144.639 | 11.7376 | 0 | 0 | 0 | 0 | 11.7376 | 17.8673 | 11.7376
|  |  | 16.1057 | 41.7162 | 25.6105 | 0.025182 | 25.6105 | 0 | 167.6884 | 16.1057 | 0 | 0 | 0.025182 | 0 | 16.0806 | 0 | 16.1057
|  |  | 19.9504 | 67.052 | 47.1016 | 58.9267 | 47.1016 | 0 | 210.0798 | 19.9504 | 0 | 38.9763 | 19.9504 | 0 | 0 | 0 | 19.9504
|  |  | 26.3005 | 90.0687 | 63.7682 | 118.8607 | 63.7682 | 0 | 267.4712 | 26.3005 | 0 | 92.5602 | 26.3005 | 0 | 0 | 0 | 26.3005
|  |  | 31.0713 | 108.2844 | 77.2131 | 170.3586 | 77.2131 | 0 | 336.963 | 31.0713 | 0 | 139.2873 | 31.0713 | 0 | 0 | 0 | 31.0713
|  |  | 33.2435 | 120.4148 | 87.1713 | 210.8518 | 50.7292 | 0 | 382.6192 | 69.6857 | 36.4421 | 177.6082 | 33.2435 | 0 | 0 | 0 | 69.6857
|  |  | 33.9264 | 129.3108 | 95.3843 | 235.2283 | 0 | 0 | 382.6192 | 129.3108 | 95.3843 | 201.3019 | 33.9264 | 0 | 0 | 0 | 129.3108
|  |  | 35.3688 | 130.8284 | 95.4596 | 243.4881 | 0 | 0 | 382.6192 | 130.8284 | 95.4596 | 208.1193 | 35.3688 | 0 | 0 | 0 | 130.8284
|  |  | 34.1685 | 124.6524 | 90.4838 | 238.5272 | 0 | 0 | 382.6192 | 124.6524 | 90.4838 | 204.3586 | 34.1685 | 0 | 0 | 0 | 124.6524
|  |  | 35.1159 | 110.4588 | 75.3429 | 216.9963 | 0 | 0 | 382.6192 | 110.4588 | 75.3429 | 68.1992 | 35.1159 | 113.6811 | 0 | 102.313 | 110.4588
|  |  | 40.4938 | 92.6987 | 52.2049 | 180.0538 | 0 | 0 | 382.6192 | 92.6987 | 52.2049 | 0 | 40.4938 | 139.5599 | 0 | 227.917 | 92.6987
|  |  | 46.2897 | 74.8864 | 28.5967 | 131.5274 | 0 | 0 | 382.6192 | 74.8864 | 28.5967 | 0 | 46.2897 | 85.2377 | 0 | 304.6309 | 74.8864
|  |  | 46.7678 | 52.226 | 5.4582 | 74.3131 | 0 | 0 | 382.6192 | 52.226 | 5.4582 | 0 | 46.7678 | 27.5453 | 0 | 329.4217 | 52.226
|  |  | 41.1187 | 27.6406 | -13.4781 | 0.95693 | 0 | 13.4781 | 367.6436 | 27.6406 | 0 | 0 | 0.95693 | 0 | 40.1618 | 284.7975 | 27.6406
|  |  | 30.6708 | 9.5353 | -21.1355 | 0 | 0 | 21.1355 | 344.1597 | 9.5353 | 0 | 0 | 0 | 0 | 30.6708 | 250.7189 | 9.5353
|  |  | 23.3615 | 1.6 | -21.7615 | 0 | 0 | 21.7615 | 319.9802 | 1.6 | 0 | 0 | 0 | 0 | 23.3615 | 224.7617 | 1.6
|  |  | 23.6941 | 0.010613 | -23.6835 | 0 | 0 | 23.6835 | 293.6652 | 0.010613 | 0 | 0 | 0 | 0 | 23.6941 | 198.4349 | 0.010613
|  |  | 24.2768 | 0 | -24.2768 | 0 | 0 | 24.2768 | 266.6909 | 0 | 0 | 0 | 0 | 0 | 24.2768 | 171.4606 | 0
|  |  | 24.5562 | 0 | -24.5562 | 0 | 0 | 24.5562 | 239.4063 | 0 | 0 | 0 | 0 | 0 | 24.5562 | 144.176 | 0
|  |  | 24.0861 | 0 | -24.0861 | 0 | 0 | 24.0861 | 212.644 | 0 | 0 | 0 | 0 | 0 | 24.0861 | 117.4137 | 0
|  |  | 22.6294 | 0 | -22.6294 | 0 | 0 | 22.6294 | 187.5002 | 0 | 0 | 0 | 0 | 0 | 22.6294 | 92.2699 | 0
|  |  | 20.8758 | 0 | -20.8758 | 0 | 0 | 20.8758 | 164.3049 | 0 | 0 | 0 | 0 | 0 | 20.8758 | 69.0746 | 0
|  |  | 18.9345 | 0.57507 | -18.3594 | 0 | 0 | 18.3594 | 143.9056 | 0.57507 | 0 | 0 | 0 | 0 | 18.9345 | 48.0362 | 0.57507
|  |  | 15.4144 | 4.7867 | -10.6277 | 0 | 0 | 10.6277 | 132.097 | 4.7867 | 0 | 0 | 0 | 0 | 15.4144 | 30.9091 | 4.7867
|  |  | 11.7376 | 15.5825 | 3.8449 | 0 | 3.8449 | 0 | 135.5573 | 11.7376 | 0 | 0 | 0 | 0 | 11.7376 | 17.8673 | 11.7376
|  |  | 16.1057 | 35.0832 | 18.9774 | 0.025182 | 18.9774 | 0 | 152.637 | 16.1057 | 0 | 0 | 0.025182 | 0 | 16.0806 | 0 | 16.1057
|  |  | 19.9504 | 54.7535 | 34.8031 | 70.4854 | 34.8031 | 0 | 183.9598 | 19.9504 | 0 | 50.535 | 19.9504 | 0 | 0 | 0 | 19.9504
|  |  | 26.3005 | 68.0732 | 41.7727 | 144.8992 | 41.7727 | 0 | 221.5553 | 26.3005 | 0 | 118.5987 | 26.3005 | 0 | 0 | 0 | 26.3005
|  |  | 31.0713 | 83.0743 | 52.0031 | 206.042 | 52.0031 | 0 | 268.358 | 31.0713 | 0 | 174.9707 | 31.0713 | 0 | 0 | 0 | 31.0713
|  |  | 33.2435 | 100.052 | 66.8084 | 252.9567 | 66.8084 | 0 | 328.4856 | 33.2435 | 0 | 219.7131 | 33.2435 | 0 | 0 | 0 | 33.2435
|  |  | 33.9264 | 110.6836 | 76.7572 | 282.6467 | 60.1485 | 0 | 382.6192 | 50.5351 | 16.6087 | 248.7202 | 33.9264 | 0 | 0 | 0 | 50.5351
|  |  | 35.3688 | 114.5925 | 79.2238 | 293.878 | 0 | 0 | 382.6192 | 114.5925 | 79.2238 | 258.5092 | 35.3688 | 0 | 0 | 0 | 114.5925
|  |  | 34.1685 | 107.4423 | 73.2738 | 286.0714 | 0 | 0 | 382.6192 | 107.4423 | 73.2738 | 251.9029 | 34.1685 | 0 | 0 | 0 | 107.4423
|  |  | 35.1159 | 90.915 | 55.7991 | 259.907 | 0 | 0 | 382.6192 | 90.915 | 55.7991 | 163.853 | 35.1159 | 60.9381 | 0 | 54.8443 | 90.915
|  |  | 40.4938 | 70.3068 | 29.813 | 216.4171 | 0 | 0 | 382.6192 | 70.3068 | 29.813 | 0 | 40.4938 | 175.9232 | 0 | 213.1752 | 70.3068
|  |  | 46.2897 | 51.1072 | 4.8176 | 157.8681 | 0 | 0 | 382.6192 | 51.1072 | 4.8176 | 0 | 46.2897 | 111.5785 | 0 | 313.5959 | 51.1072
|  |  | 46.7678 | 37.9093 | -8.8584 | 87.9871 | 0 | 8.8584 | 372.7765 | 37.9093 | 0 | 0 | 46.7678 | 41.2193 | 0 | 350.6933 | 37.9093
|  |  | 41.1187 | 22.2556 | -18.8631 | 0.60438 | 0 | 18.8631 | 351.8176 | 22.2556 | 0 | 0 | 0.60438 | 0 | 40.5143 | 305.6774 | 22.2556
|  |  | 30.6708 | 7.9071 | -22.7636 | 0 | 0 | 22.7636 | 326.5246 | 7.9071 | 0 | 0 | 0 | 0 | 30.6708 | 271.5988 | 7.9071
|  |  | 23.3615 | 1.3799 | -21.9816 | 0 | 0 | 21.9816 | 302.1006 | 1.3799 | 0 | 0 | 0 | 0 | 23.3615 | 245.6415 | 1.3799
|  |  | 23.6941 | 0.010783 | -23.6833 | 0 | 0 | 23.6833 | 275.7858 | 0.010783 | 0 | 0 | 0 | 0 | 23.6941 | 219.3147 | 0.010783
|  |  | 24.2768 | 0 | -24.2768 | 0 | 0 | 24.2768 | 248.8115 | 0 | 0 | 0 | 0 | 0 | 24.2768 | 192.3404 | 0
|  |  | 24.5562 | 0 | -24.5562 | 0 | 0 | 24.5562 | 221.5269 | 0 | 0 | 0 | 0 | 0 | 24.5562 | 165.0558 | 0
|  |  | 30.2465 | 0 | -30.2465 | 0 | 0 | 30.2465 | 187.9197 | 0 | 0 | 0 | 0 | 0 | 30.2465 | 131.4486 | 0
|  |  | 28.1491 | 0 | -28.1491 | 0 | 0 | 28.1491 | 156.6429 | 0 | 0 | 0 | 0 | 0 | 28.1491 | 100.1718 | 0
|  |  | 25.2107 | 0 | -25.2107 | 0 | 0 | 25.2107 | 128.6311 | 0 | 0 | 0 | 0 | 0 | 25.2107 | 72.1599 | 0
|  |  | 21.4417 | 0.57782 | -20.8638 | 0 | 0 | 20.8638 | 105.449 | 0.57782 | 0 | 0 | 0 | 0 | 21.4417 | 48.3359 | 0.57782
|  |  | 17.5188 | 5.3565 | -12.1624 | 0 | 0 | 12.1624 | 91.9353 | 5.3565 | 0 | 0 | 0 | 0 | 17.5188 | 28.8705 | 5.3565
|  |  | 14.3414 | 17.6684 | 3.327 | 0 | 3.327 | 0 | 94.9296 | 14.3414 | 0 | 0 | 0 | 0 | 14.3414 | 12.9356 | 14.3414
|  |  | 11.6673 | 37.4186 | 25.7514 | 0.025182 | 25.7514 | 0 | 118.1058 | 11.6673 | 0 | 0 | 0.025182 | 0 | 11.6421 | 0 | 11.6673
|  |  | 9.167 | 56.8237 | 47.6567 | 65.8518 | 47.6567 | 0 | 160.9969 | 9.167 | 0 | 56.6849 | 9.167 | 0 | 0 | 0 | 9.167
|  |  | 7.1962 | 72.9504 | 65.7541 | 136.6142 | 65.7541 | 0 | 220.1756 | 7.1962 | 0 | 129.418 | 7.1962 | 0 | 0 | 0 | 7.1962
|  |  | 6.03 | 87.7281 | 81.6981 | 198.4117 | 81.6981 | 0 | 293.7039 | 6.03 | 0 | 192.3817 | 6.03 | 0 | 0 | 0 | 6.03
|  |  | 6.0645 | 103.7671 | 97.7026 | 244.999 | 97.7026 | 0 | 381.6363 | 6.0645 | 0 | 238.9346 | 6.0645 | 0 | 0 | 0 | 6.0645
|  |  | 6.9622 | 120.6712 | 113.709 | 274.5631 | 1.0922 | 0 | 382.6192 | 119.579 | 112.6168 | 267.6009 | 6.9622 | 0 | 0 | 0 | 119.579
|  |  | 9.2104 | 129.0902 | 119.8797 | 285.1649 | 0 | 0 | 382.6192 | 129.0902 | 119.8797 | 275.9545 | 9.2104 | 0 | 0 | 0 | 129.0902
|  |  | 12.2202 | 121.9981 | 109.7779 | 277.031 | 0 | 0 | 382.6192 | 121.9981 | 109.7779 | 264.8108 | 12.2202 | 0 | 0 | 0 | 121.9981
|  |  | 15.3949 | 104.7382 | 89.3432 | 249.9851 | 0 | 0 | 382.6192 | 104.7382 | 89.3432 | 175.4295 | 15.3949 | 59.1607 | 0 | 53.2446 | 104.7382
|  |  | 18.6761 | 90.3153 | 71.6392 | 206.0671 | 0 | 0 | 382.6192 | 90.3153 | 71.6392 | 0 | 18.6761 | 187.391 | 0 | 221.8966 | 90.3153
|  |  | 22.1391 | 72.2895 | 50.1504 | 147.1656 | 0 | 0 | 382.6192 | 72.2895 | 50.1504 | 0 | 22.1391 | 125.0265 | 0 | 334.4204 | 72.2895
|  |  | 26.0591 | 49.3581 | 23.299 | 78.5941 | 0 | 0 | 382.6192 | 49.3581 | 23.299 | 0 | 26.0591 | 52.535 | 0 | 381.7019 | 49.3581
|  |  | 29.8278 | 28.3941 | -1.4338 | 0.57919 | 0 | 1.4338 | 381.0262 | 28.3941 | 0 | 0 | 0.57919 | 0 | 29.2486 | 349.2034 | 28.3941
|  |  | 32.3465 | 10.493 | -21.8535 | 0 | 0 | 21.8535 | 356.7445 | 10.493 | 0 | 0 | 0 | 0 | 32.3465 | 313.2629 | 10.493
|  |  | 33.6507 | 1.6508 | -31.9999 | 0 | 0 | 31.9999 | 321.1891 | 1.6508 | 0 | 0 | 0 | 0 | 33.6507 | 275.8732 | 1.6508
|  |  | 34.0882 | 0.021645 | -34.0666 | 0 | 0 | 34.0666 | 283.3373 | 0.021645 | 0 | 0 | 0 | 0 | 34.0882 | 237.9974 | 0.021645
|  |  | 33.501 | 0 | -33.501 | 0 | 0 | 33.501 | 246.114 | 0 | 0 | 0 | 0 | 0 | 33.501 | 200.7741 | 0
|  |  | 32.1465 | 0 | -32.1465 | 0 | 0 | 32.1465 | 210.3957 | 0 | 0 | 0 | 0 | 0 | 32.1465 | 165.0558 | 0
|  |  | 30.2465 | 0 | -30.2465 | 0 | 0 | 30.2465 | 176.7885 | 0 | 0 | 0 | 0 | 0 | 30.2465 | 131.4486 | 0
|  |  | 28.1491 | 0 | -28.1491 | 0 | 0 | 28.1491 | 145.5117 | 0 | 0 | 0 | 0 | 0 | 28.1491 | 100.1718 | 0
|  |  | 25.2107 | 0 | -25.2107 | 0 | 0 | 25.2107 | 117.4999 | 0 | 0 | 0 | 0 | 0 | 25.2107 | 72.1599 | 0
|  |  | 21.4417 | 0.57864 | -20.863 | 0 | 0 | 20.863 | 94.3187 | 0.57864 | 0 | 0 | 0 | 0 | 21.4417 | 48.3359 | 0.57864
|  |  | 17.5188 | 4.8917 | -12.6271 | 0 | 0 | 12.6271 | 80.2886 | 4.8917 | 0 | 0 | 0 | 0 | 17.5188 | 28.8705 | 4.8917
|  |  | 14.3414 | 16.6577 | 2.3164 | 0 | 2.3164 | 0 | 82.3733 | 14.3414 | 0 | 0 | 0 | 0 | 14.3414 | 12.9356 | 14.3414
|  |  | 11.6673 | 32.4768 | 20.8095 | 0.025182 | 20.8095 | 0 | 101.1019 | 11.6673 | 0 | 0 | 0.025182 | 0 | 11.6421 | 0 | 11.6673
|  |  | 9.167 | 48.7801 | 39.6131 | 54.5953 | 39.6131 | 0 | 136.7537 | 9.167 | 0 | 45.4284 | 9.167 | 0 | 0 | 0 | 9.167
|  |  | 7.1962 | 70.425 | 63.2288 | 113.0939 | 63.2288 | 0 | 193.6596 | 7.1962 | 0 | 105.8977 | 7.1962 | 0 | 0 | 0 | 7.1962
|  |  | 6.03 | 91.1725 | 85.1425 | 167.6892 | 85.1425 | 0 | 270.2878 | 6.03 | 0 | 161.6592 | 6.03 | 0 | 0 | 0 | 6.03
|  |  | 6.0645 | 103.8239 | 97.7595 | 206.042 | 97.7595 | 0 | 358.2714 | 6.0645 | 0 | 199.9775 | 6.0645 | 0 | 0 | 0 | 6.0645
|  |  | 6.9622 | 113.4104 | 106.4482 | 232.7352 | 27.0532 | 0 | 382.6192 | 86.3571 | 79.3949 | 225.773 | 6.9622 | 0 | 0 | 0 | 86.3571
|  |  | 9.2104 | 119.9657 | 110.7553 | 241.0454 | 0 | 0 | 382.6192 | 119.9657 | 110.7553 | 231.835 | 9.2104 | 0 | 0 | 0 | 119.9657
|  |  | 12.2202 | 119.1125 | 106.8923 | 231.1236 | 0 | 0 | 382.6192 | 119.1125 | 106.8923 | 218.9033 | 12.2202 | 0 | 0 | 0 | 119.1125
|  |  | 15.3949 | 109.5306 | 94.1357 | 205.6139 | 0 | 0 | 382.6192 | 109.5306 | 94.1357 | 80.198 | 15.3949 | 110.0209 | 0 | 99.0188 | 109.5306
|  |  | 18.6761 | 91.8996 | 73.2235 | 171.6177 | 0 | 0 | 382.6192 | 91.8996 | 73.2235 | 0 | 18.6761 | 152.9416 | 0 | 236.6663 | 91.8996
|  |  | 22.1391 | 69.3726 | 47.2335 | 120.7745 | 0 | 0 | 382.6192 | 69.3726 | 47.2335 | 0 | 22.1391 | 98.6354 | 0 | 325.4381 | 69.3726
|  |  | 26.0591 | 45.4269 | 19.3678 | 64.9705 | 0 | 0 | 382.6192 | 45.4269 | 19.3678 | 0 | 26.0591 | 38.9113 | 0 | 360.4583 | 45.4269
|  |  | 29.8278 | 24.4221 | -5.4058 | 0.90656 | 0 | 5.4058 | 376.6128 | 24.4221 | 0 | 0 | 0.90656 | 0 | 28.9213 | 328.3236 | 24.4221
|  |  | 32.3465 | 9.6706 | -22.6759 | 0 | 0 | 22.6759 | 351.4174 | 9.6706 | 0 | 0 | 0 | 0 | 32.3465 | 292.3831 | 9.6706
|  |  | 33.6507 | 1.8005 | -31.8502 | 0 | 0 | 31.8502 | 316.0283 | 1.8005 | 0 | 0 | 0 | 0 | 33.6507 | 254.9934 | 1.8005
|  |  | 34.0882 | 0 | -34.0882 | 0 | 0 | 34.0882 | 278.1526 | 0 | 0 | 0 | 0 | 0 | 34.0882 | 217.1176 | 0
|  |  | 33.501 | 0 | -33.501 | 0 | 0 | 33.501 | 240.9293 | 0 | 0 | 0 | 0 | 0 | 33.501 | 179.8943 | 0
|  |  | 32.1465 | 0 | -32.1465 | 0 | 0 | 32.1465 | 205.2109 | 0 | 0 | 0 | 0 | 0 | 32.1465 | 144.176 | 0
|  |  | 24.0861 | 0 | -24.0861 | 0 | 0 | 24.0861 | 178.4486 | 0 | 0 | 0 | 0 | 0 | 24.0861 | 117.4137 | 0
|  |  | 22.6294 | 0 | -22.6294 | 0 | 0 | 22.6294 | 153.3048 | 0 | 0 | 0 | 0 | 0 | 22.6294 | 92.2699 | 0
|  |  | 20.8758 | 0 | -20.8758 | 0 | 0 | 20.8758 | 130.1095 | 0 | 0 | 0 | 0 | 0 | 20.8758 | 69.0746 | 0
|  |  | 18.9345 | 0.52957 | -18.4049 | 0 | 0 | 18.4049 | 109.6596 | 0.52957 | 0 | 0 | 0 | 0 | 18.9345 | 48.0362 | 0.52957
|  |  | 15.4144 | 4.8992 | -10.5152 | 0 | 0 | 10.5152 | 97.976 | 4.8992 | 0 | 0 | 0 | 0 | 15.4144 | 30.9091 | 4.8992
|  |  | 11.7376 | 14.9636 | 3.226 | 0 | 3.226 | 0 | 100.8794 | 11.7376 | 0 | 0 | 0 | 0 | 11.7376 | 17.8673 | 11.7376
|  |  | 16.1057 | 31.3628 | 15.2571 | 0.025182 | 15.2571 | 0 | 114.6108 | 16.1057 | 0 | 0 | 0.025182 | 0 | 16.0806 | 0 | 16.1057
|  |  | 19.9504 | 54.168 | 34.2176 | 58.7756 | 34.2176 | 0 | 145.4066 | 19.9504 | 0 | 38.8252 | 19.9504 | 0 | 0 | 0 | 19.9504
|  |  | 26.3005 | 74.6276 | 48.3271 | 122.0085 | 48.3271 | 0 | 188.901 | 26.3005 | 0 | 95.7079 | 26.3005 | 0 | 0 | 0 | 26.3005
|  |  | 31.0713 | 91.4763 | 60.405 | 175.6469 | 60.405 | 0 | 243.2656 | 31.0713 | 0 | 144.5756 | 31.0713 | 0 | 0 | 0 | 31.0713
|  |  | 33.2435 | 106.5172 | 73.2737 | 217.2229 | 73.2737 | 0 | 309.2119 | 33.2435 | 0 | 183.9794 | 33.2435 | 0 | 0 | 0 | 33.2435
|  |  | 33.9264 | 119.3946 | 85.4682 | 242.2542 | 81.5638 | 0 | 382.6192 | 37.8309 | 3.9044 | 208.3277 | 33.9264 | 0 | 0 | 0 | 37.8309
|  |  | 35.3688 | 117.4246 | 82.0558 | 251.4205 | 0 | 0 | 382.6192 | 117.4246 | 82.0558 | 216.0518 | 35.3688 | 0 | 0 | 0 | 117.4246
|  |  | 34.1685 | 106.0376 | 71.8691 | 244.2688 | 0 | 0 | 382.6192 | 106.0376 | 71.8691 | 115.6889 | 34.1685 | 94.4113 | 0 | 84.9702 | 106.0376
|  |  | 35.1159 | 93.2623 | 58.1464 | 224.2236 | 0 | 0 | 382.6192 | 93.2623 | 58.1464 | 0 | 35.1159 | 189.1077 | 0 | 255.1671 | 93.2623
|  |  | 40.4938 | 76.3625 | 35.8686 | 186.8278 | 0 | 0 | 382.6192 | 76.3625 | 35.8686 | 0 | 40.4938 | 146.334 | 0 | 386.8677 | 76.3625
|  |  | 46.2897 | 63.2336 | 16.9439 | 137.9237 | 0 | 0 | 382.6192 | 63.2336 | 16.9439 | 0 | 46.2897 | 91.634 | 0 | 469.3384 | 63.2336
|  |  | 46.7678 | 45.7162 | -1.0516 | 77.6624 | 0 | 1.0516 | 381.4508 | 45.7162 | 0 | 0 | 46.7678 | 30.8946 | 0 | 497.1435 | 45.7162
|  |  | 41.1187 | 25.3554 | -15.7633 | 0.90656 | 0 | 15.7633 | 363.936 | 25.3554 | 0 | 0 | 0.90656 | 0 | 40.2121 | 452.4633 | 25.3554
|  |  | 30.6708 | 9.5987 | -21.0721 | 0 | 0 | 21.0721 | 340.5226 | 9.5987 | 0 | 0 | 0 | 0 | 30.6708 | 418.3847 | 9.5987
|  |  | 23.3615 | 1.575 | -21.7865 | 0 | 0 | 21.7865 | 316.3153 | 1.575 | 0 | 0 | 0 | 0 | 23.3615 | 392.4275 | 1.575
|  |  | 23.6941 | 0.0108 | -23.6833 | 0 | 0 | 23.6833 | 290.0005 | 0.0108 | 0 | 0 | 0 | 0 | 23.6941 | 366.1007 | 0.0108
|  |  | 24.2768 | 0 | -24.2768 | 0 | 0 | 24.2768 | 263.0263 | 0 | 0 | 0 | 0 | 0 | 24.2768 | 339.1264 | 0
|  |  | 24.5562 | 0 | -24.5562 | 0 | 0 | 24.5562 | 235.7416 | 0 | 0 | 0 | 0 | 0 | 24.5562 | 311.8418 | 0
|  |  | 24.0861 | 0 | -24.0861 | 0 | 0 | 24.0861 | 208.9793 | 0 | 0 | 0 | 0 | 0 | 24.0861 | 285.0795 | 0
|  |  | 22.6294 | 0 | -22.6294 | 0 | 0 | 22.6294 | 183.8356 | 0 | 0 | 0 | 0 | 0 | 22.6294 | 259.9357 | 0
|  |  | 20.8758 | 0 | -20.8758 | 0 | 0 | 20.8758 | 160.6403 | 0 | 0 | 0 | 0 | 0 | 20.8758 | 236.7404 | 0
|  |  | 18.9345 | 0.53593 | -18.3986 | 0 | 0 | 18.3986 | 140.1974 | 0.53593 | 0 | 0 | 0 | 0 | 18.9345 | 215.702 | 0.53593
|  |  | 15.4144 | 6.0029 | -9.4115 | 0 | 0 | 9.4115 | 129.7402 | 6.0029 | 0 | 0 | 0 | 0 | 15.4144 | 198.5749 | 6.0029
|  |  | 11.7376 | 17.9966 | 6.259 | 0 | 6.259 | 0 | 135.3733 | 11.7376 | 0 | 0 | 0 | 0 | 11.7376 | 185.5331 | 11.7376
|  |  | 16.1057 | 35.6602 | 19.5544 | 0.025182 | 19.5544 | 0 | 152.9723 | 16.1057 | 0 | 0 | 0.025182 | 0 | 16.0806 | 167.6658 | 16.1057
|  |  | 19.9504 | 61.1148 | 41.1645 | 13.5733 | 41.1645 | 0 | 190.0203 | 19.9504 | 0 | 0 | 13.5733 | 0 | 6.3771 | 160.5801 | 19.9504
|  |  | 26.3005 | 89.1964 | 62.8959 | 24.4772 | 62.8959 | 0 | 246.6266 | 26.3005 | 0 | 0 | 24.4772 | 0 | 1.8233 | 158.5543 | 26.3005
|  |  | 31.0713 | 104.6571 | 73.5858 | 32.3593 | 73.5858 | 0 | 312.8538 | 31.0713 | 0 | 0 | 31.0713 | 1.288 | 0 | 159.7135 | 31.0713
|  |  | 33.2435 | 111.7393 | 78.4958 | 67.5642 | 77.5172 | 0 | 382.6192 | 34.2221 | 0.97858 | 0 | 33.2435 | 34.3207 | 0 | 190.6021 | 34.2221
|  |  | 33.9264 | 122.6317 | 88.7052 | 72.7518 | 0 | 0 | 382.6192 | 122.6317 | 88.7052 | 0 | 33.9264 | 38.8254 | 0 | 225.545 | 122.6317
|  |  | 35.3688 | 117.008 | 81.6393 | 98.1356 | 0 | 0 | 382.6192 | 117.008 | 81.6393 | 0 | 35.3688 | 62.7668 | 0 | 282.0351 | 117.008
|  |  | 34.1685 | 104.0152 | 69.8467 | 91.5882 | 0 | 0 | 382.6192 | 104.0152 | 69.8467 | 0 | 34.1685 | 57.4197 | 0 | 333.7128 | 104.0152
|  |  | 35.1159 | 103.2219 | 68.106 | 34.7768 | 0 | 0 | 382.6192 | 103.2219 | 68.106 | 0 | 34.7768 | 0 | 0.33908 | 333.336 | 103.2219
|  |  | 40.4938 | 91.8446 | 51.3508 | 75.4211 | 0 | 0 | 382.6192 | 91.8446 | 51.3508 | 0 | 40.4938 | 34.9273 | 0 | 364.7706 | 91.8446
|  |  | 46.2897 | 70.0912 | 23.8015 | 39.5615 | 0 | 0 | 382.6192 | 70.0912 | 23.8015 | 0 | 39.5615 | 0 | 6.7282 | 357.2948 | 70.0912
|  |  | 46.7678 | 47.7224 | 0.95466 | 21.4302 | 0 | 0 | 382.6192 | 47.7224 | 0.95466 | 0 | 21.4302 | 0 | 25.3376 | 329.1419 | 47.7224
|  |  | 41.1187 | 25.9013 | -15.2174 | 1.2088 | 0 | 15.2174 | 365.711 | 25.9013 | 0 | 0 | 1.2088 | 0 | 39.9099 | 284.7975 | 25.9013
|  |  | 30.6708 | 10.1801 | -20.4906 | 0 | 0 | 20.4906 | 342.9437 | 10.1801 | 0 | 0 | 0 | 0 | 30.6708 | 250.7189 | 10.1801
|  |  | 23.3615 | 1.8773 | -21.4842 | 0 | 0 | 21.4842 | 319.0724 | 1.8773 | 0 | 0 | 0 | 0 | 23.3615 | 224.7617 | 1.8773
|  |  | 23.6941 | 0 | -23.6941 | 0 | 0 | 23.6941 | 292.7456 | 0 | 0 | 0 | 0 | 0 | 23.6941 | 198.4349 | 0
|  |  | 24.2768 | 0 | -24.2768 | 0 | 0 | 24.2768 | 265.7713 | 0 | 0 | 0 | 0 | 0 | 24.2768 | 171.4606 | 0
|  |  | 24.5562 | 0 | -24.5562 | 0 | 0 | 24.5562 | 238.4867 | 0 | 0 | 0 | 0 | 0 | 24.5562 | 144.176 | 0
|  |  | 24.0861 | 0 | -24.0861 | 0 | 0 | 24.0861 | 211.7243 | 0 | 0 | 0 | 0 | 0 | 24.0861 | 117.4137 | 0
|  |  | 22.6294 | 0 | -22.6294 | 0 | 0 | 22.6294 | 186.5806 | 0 | 0 | 0 | 0 | 0 | 22.6294 | 92.2699 | 0
|  |  | 20.8758 | 0 | -20.8758 | 0 | 0 | 20.8758 | 163.3853 | 0 | 0 | 0 | 0 | 0 | 20.8758 | 69.0746 | 0
|  |  | 18.9345 | 0.55192 | -18.3826 | 0 | 0 | 18.3826 | 142.9602 | 0.55192 | 0 | 0 | 0 | 0 | 18.9345 | 48.0362 | 0.55192
|  |  | 15.4144 | 5.0565 | -10.3579 | 0 | 0 | 10.3579 | 131.4514 | 5.0565 | 0 | 0 | 0 | 0 | 15.4144 | 30.9091 | 5.0565
|  |  | 11.7376 | 15.8025 | 4.0648 | 0 | 4.0648 | 0 | 135.1097 | 11.7376 | 0 | 0 | 0 | 0 | 11.7376 | 17.8673 | 11.7376
|  |  | 16.1057 | 32.67 | 16.5643 | 0.025182 | 16.5643 | 0 | 150.0176 | 16.1057 | 0 | 0 | 0.025182 | 0 | 16.0806 | 0 | 16.1057
|  |  | 19.9504 | 55.4627 | 35.5123 | 57.4913 | 35.5123 | 0 | 181.9786 | 19.9504 | 0 | 37.5409 | 19.9504 | 0 | 0 | 0 | 19.9504
|  |  | 26.3005 | 77.9676 | 51.6671 | 121.1271 | 51.6671 | 0 | 228.479 | 26.3005 | 0 | 94.8266 | 26.3005 | 0 | 0 | 0 | 26.3005
|  |  | 31.0713 | 96.9996 | 65.9283 | 175.8735 | 65.9283 | 0 | 287.8145 | 31.0713 | 0 | 144.8022 | 31.0713 | 0 | 0 | 0 | 31.0713
|  |  | 33.2435 | 110.9661 | 77.7226 | 217.097 | 77.7226 | 0 | 357.7648 | 33.2435 | 0 | 183.8535 | 33.2435 | 0 | 0 | 0 | 33.2435
|  |  | 33.9264 | 120.9322 | 87.0058 | 243.6896 | 27.6161 | 0 | 382.6192 | 93.3161 | 59.3897 | 209.7631 | 33.9264 | 0 | 0 | 0 | 93.3161
|  |  | 35.3688 | 120.4045 | 85.0357 | 255.072 | 0 | 0 | 382.6192 | 120.4045 | 85.0357 | 219.7032 | 35.3688 | 0 | 0 | 0 | 120.4045
|  |  | 34.1685 | 113.5303 | 79.3618 | 248.3987 | 0 | 0 | 382.6192 | 113.5303 | 79.3618 | 214.2301 | 34.1685 | 0 | 0 | 0 | 113.5303
|  |  | 35.1159 | 108.6944 | 73.5785 | 227.6736 | 0 | 0 | 382.6192 | 108.6944 | 73.5785 | 73.4064 | 35.1159 | 119.1513 | 0 | 107.2362 | 108.6944
|  |  | 40.4938 | 92.0265 | 51.5326 | 188.1373 | 0 | 0 | 382.6192 | 92.0265 | 51.5326 | 0 | 40.4938 | 147.6435 | 0 | 240.1153 | 92.0265
|  |  | 46.2897 | 68.8335 | 22.5438 | 136.2113 | 0 | 0 | 382.6192 | 68.8335 | 22.5438 | 0 | 46.2897 | 89.9216 | 0 | 321.0448 | 68.8335
|  |  | 46.7678 | 46.243 | -0.52478 | 75.3708 | 0 | 0.52478 | 382.0362 | 46.243 | 0 | 0 | 46.7678 | 28.603 | 0 | 346.7875 | 46.243
|  |  | 41.1187 | 24.0949 | -17.0238 | 1.2088 | 0 | 17.0238 | 363.1209 | 24.0949 | 0 | 0 | 1.2088 | 0 | 39.9099 | 302.4431 | 24.0949
|  |  | 30.6708 | 8.797 | -21.8738 | 0 | 0 | 21.8738 | 338.8167 | 8.797 | 0 | 0 | 0 | 0 | 30.6708 | 268.3645 | 8.797
|  |  | 23.3615 | 1.6793 | -21.6822 | 0 | 0 | 21.6822 | 314.7254 | 1.6793 | 0 | 0 | 0 | 0 | 23.3615 | 242.4072 | 1.6793
|  |  | 23.6941 | 0.02135 | -23.6728 | 0 | 0 | 23.6728 | 288.4223 | 0.02135 | 0 | 0 | 0 | 0 | 23.6941 | 216.0804 | 0.02135
|  |  | 24.2768 | 0 | -24.2768 | 0 | 0 | 24.2768 | 261.448 | 0 | 0 | 0 | 0 | 0 | 24.2768 | 189.1061 | 0
|  |  | 24.5562 | 0 | -24.5562 | 0 | 0 | 24.5562 | 234.1634 | 0 | 0 | 0 | 0 | 0 | 24.5562 | 161.8215 | 0
|  |  | 24.0861 | 0 | -24.0861 | 0 | 0 | 24.0861 | 207.4011 | 0 | 0 | 0 | 0 | 0 | 24.0861 | 135.0592 | 0
|  |  | 22.6294 | 0 | -22.6294 | 0 | 0 | 22.6294 | 182.2573 | 0 | 0 | 0 | 0 | 0 | 22.6294 | 109.9154 | 0
|  |  | 20.8758 | 0 | -20.8758 | 0 | 0 | 20.8758 | 159.062 | 0 | 0 | 0 | 0 | 0 | 20.8758 | 86.7201 | 0
|  |  | 18.9345 | 0.48793 | -18.4466 | 0 | 0 | 18.4466 | 138.5658 | 0.48793 | 0 | 0 | 0 | 0 | 18.9345 | 65.6818 | 0.48793
|  |  | 15.4144 | 5.0507 | -10.3638 | 0 | 0 | 10.3638 | 127.0505 | 5.0507 | 0 | 0 | 0 | 0 | 15.4144 | 48.5547 | 5.0507
|  |  | 11.7376 | 16.0004 | 4.2628 | 0 | 4.2628 | 0 | 130.887 | 11.7376 | 0 | 0 | 0 | 0 | 11.7376 | 35.5128 | 11.7376
|  |  | 16.1057 | 31.9994 | 15.8937 | 0.075547 | 15.8937 | 0 | 145.1913 | 16.1057 | 0 | 0 | 0.075547 | 0 | 16.0302 | 17.7015 | 16.1057
|  |  | 19.9504 | 53.231 | 33.2807 | 6.0689 | 33.2807 | 0 | 175.1439 | 19.9504 | 0 | 0 | 6.0689 | 0 | 13.8814 | 2.2777 | 19.9504
|  |  | 26.3005 | 75.9094 | 49.6088 | 24.2506 | 49.6088 | 0 | 219.7919 | 26.3005 | 0 | 0 | 24.2506 | 0 | 2.0499 | 0 | 26.3005
|  |  | 31.0713 | 92.6318 | 61.5605 | 131.1245 | 61.5605 | 0 | 275.1963 | 31.0713 | 0 | 100.0532 | 31.0713 | 0 | 0 | 0 | 31.0713
|  |  | 33.2435 | 103.9363 | 70.6927 | 162.6276 | 70.6927 | 0 | 338.8198 | 33.2435 | 0 | 129.384 | 33.2435 | 0 | 0 | 0 | 33.2435
|  |  | 33.9264 | 108.7928 | 74.8663 | 131.6281 | 48.6661 | 0 | 382.6192 | 60.1267 | 26.2003 | 97.7017 | 33.9264 | 0 | 0 | 0 | 60.1267
|  |  | 35.3688 | 107.6764 | 72.3076 | 123.9727 | 0 | 0 | 382.6192 | 107.6764 | 72.3076 | 49.1858 | 35.3688 | 39.4181 | 0 | 35.4763 | 107.6764
|  |  | 34.1685 | 100.3658 | 66.1972 | 133.265 | 0 | 0 | 382.6192 | 100.3658 | 66.1972 | 0 | 34.1685 | 99.0964 | 0 | 124.6631 | 100.3658
|  |  | 35.1159 | 88.2295 | 53.1136 | 179.6005 | 0 | 0 | 382.6192 | 88.2295 | 53.1136 | 0 | 35.1159 | 144.4846 | 0 | 254.6992 | 88.2295
|  |  | 40.4938 | 77.2061 | 36.7123 | 85.8466 | 0 | 0 | 382.6192 | 77.2061 | 36.7123 | 0 | 40.4938 | 45.3528 | 0 | 295.5167 | 77.2061
|  |  | 46.2897 | 62.5531 | 16.2634 | 66.9599 | 0 | 0 | 382.6192 | 62.5531 | 16.2634 | 0 | 46.2897 | 20.6702 | 0 | 314.1199 | 62.5531
|  |  | 46.7678 | 44.1315 | -2.6363 | 62.4019 | 0 | 2.6363 | 379.6901 | 44.1315 | 0 | 0 | 46.7678 | 15.6341 | 0 | 328.1906 | 44.1315
|  |  | 41.1187 | 25.1609 | -15.9577 | 2.065 | 0 | 15.9577 | 361.9592 | 25.1609 | 0 | 0 | 2.065 | 0 | 39.0537 | 284.7975 | 25.1609
|  |  | 30.6708 | 9.5489 | -21.1219 | 0 | 0 | 21.1219 | 338.4905 | 9.5489 | 0 | 0 | 0 | 0 | 30.6708 | 250.7189 | 9.5489
|  |  | 23.3615 | 1.9125 | -21.449 | 0 | 0 | 21.449 | 314.6583 | 1.9125 | 0 | 0 | 0 | 0 | 23.3615 | 224.7617 | 1.9125
|  |  | 23.6941 | 0.031981 | -23.6621 | 0 | 0 | 23.6621 | 288.367 | 0.031981 | 0 | 0 | 0 | 0 | 23.6941 | 198.4349 | 0.031981
|  |  | 24.2768 | 0 | -24.2768 | 0 | 0 | 24.2768 | 261.3927 | 0 | 0 | 0 | 0 | 0 | 24.2768 | 171.4606 | 0
|  |  | 24.5562 | 0 | -24.5562 | 0 | 0 | 24.5562 | 234.1081 | 0 | 0 | 0 | 0 | 0 | 24.5562 | 144.176 | 0
|  |  | 24.0861 | 0 | -24.0861 | 0 | 0 | 24.0861 | 207.3458 | 0 | 0 | 0 | 0 | 0 | 24.0861 | 117.4137 | 0
|  |  | 22.6294 | 0 | -22.6294 | 0 | 0 | 22.6294 | 182.202 | 0 | 0 | 0 | 0 | 0 | 22.6294 | 92.2699 | 0
|  |  | 20.8758 | 0 | -20.8758 | 0 | 0 | 20.8758 | 159.0067 | 0 | 0 | 0 | 0 | 0 | 20.8758 | 69.0746 | 0
|  |  | 18.9345 | 0.48208 | -18.4524 | 0 | 0 | 18.4524 | 138.504 | 0.48208 | 0 | 0 | 0 | 0 | 18.9345 | 48.0362 | 0.48208
|  |  | 15.4144 | 4.8938 | -10.5207 | 0 | 0 | 10.5207 | 126.8144 | 4.8938 | 0 | 0 | 0 | 0 | 15.4144 | 30.9091 | 4.8938
|  |  | 11.7376 | 16.5589 | 4.8213 | 0 | 4.8213 | 0 | 131.1535 | 11.7376 | 0 | 0 | 0 | 0 | 11.7376 | 17.8673 | 11.7376
|  |  | 16.1057 | 35.6796 | 19.5739 | 0.025182 | 19.5739 | 0 | 148.77 | 16.1057 | 0 | 0 | 0.025182 | 0 | 16.0806 | 0 | 16.1057
|  |  | 19.9504 | 57.5985 | 37.6481 | 33.3918 | 37.6481 | 0 | 182.6533 | 19.9504 | 0 | 13.4414 | 19.9504 | 0 | 0 | 0 | 19.9504
|  |  | 26.3005 | 78.1122 | 51.8116 | 72.5503 | 51.8116 | 0 | 229.2838 | 26.3005 | 0 | 46.2498 | 26.3005 | 0 | 0 | 0 | 26.3005
|  |  | 31.0713 | 97.8126 | 66.7413 | 107.579 | 66.7413 | 0 | 289.351 | 31.0713 | 0 | 76.5077 | 31.0713 | 0 | 0 | 0 | 31.0713
|  |  | 33.2435 | 112.0523 | 78.8087 | 138.7547 | 78.8087 | 0 | 360.2788 | 33.2435 | 0 | 105.5112 | 33.2435 | 0 | 0 | 0 | 33.2435
|  |  | 33.9264 | 121.1373 | 87.2109 | 156.8105 | 24.8227 | 0 | 382.6192 | 96.3146 | 62.3882 | 122.884 | 33.9264 | 0 | 0 | 0 | 96.3146
|  |  | 35.3688 | 121.839 | 86.4703 | 164.2393 | 0 | 0 | 382.6192 | 121.839 | 86.4703 | 60.9847 | 35.3688 | 67.8857 | 0 | 61.0972 | 121.839
|  |  | 34.1685 | 115.7979 | 81.6293 | 162.9298 | 0 | 0 | 382.6192 | 115.7979 | 81.6293 | 0 | 34.1685 | 128.7612 | 0 | 176.9823 | 115.7979
|  |  | 35.1159 | 106.205 | 71.0891 | 136.715 | 0 | 0 | 382.6192 | 106.205 | 71.0891 | 0 | 35.1159 | 101.5991 | 0 | 268.4214 | 106.205
|  |  | 40.4938 | 90.3357 | 49.8419 | 112.0111 | 0 | 0 | 382.6192 | 90.3357 | 49.8419 | 0 | 40.4938 | 71.5172 | 0 | 332.787 | 90.3357
|  |  | 46.2897 | 70.4933 | 24.2037 | 78.1912 | 0 | 0 | 382.6192 | 70.4933 | 24.2037 | 0 | 46.2897 | 31.9015 | 0 | 361.4983 | 70.4933
|  |  | 46.7678 | 46.4077 | -0.36007 | 36.8166 | 0 | 0.36007 | 382.2192 | 46.4077 | 0 | 0 | 36.8166 | 0 | 9.9512 | 350.4414 | 46.4077
|  |  | 41.1187 | 24.2678 | -16.8509 | 0.83102 | 0 | 16.8509 | 363.496 | 24.2678 | 0 | 0 | 0.83102 | 0 | 40.2877 | 305.6774 | 24.2678
|  |  | 30.6708 | 9.065 | -21.6057 | 0 | 0 | 21.6057 | 339.4896 | 9.065 | 0 | 0 | 0 | 0 | 30.6708 | 271.5988 | 9.065
|  |  | 23.3615 | 1.6634 | -21.6981 | 0 | 0 | 21.6981 | 315.3806 | 1.6634 | 0 | 0 | 0 | 0 | 23.3615 | 245.6415 | 1.6634
|  |  | 23.6941 | 0.010783 | -23.6833 | 0 | 0 | 23.6833 | 289.0658 | 0.010783 | 0 | 0 | 0 | 0 | 23.6941 | 219.3147 | 0.010783
|  |  | 24.2768 | 0 | -24.2768 | 0 | 0 | 24.2768 | 262.0915 | 0 | 0 | 0 | 0 | 0 | 24.2768 | 192.3404 | 0
|  |  | 24.5562 | 0 | -24.5562 | 0 | 0 | 24.5562 | 234.8069 | 0 | 0 | 0 | 0 | 0 | 24.5562 | 165.0558 | 0
|  |  | 30.2465 | 0 | -30.2465 | 0 | 0 | 30.2465 | 201.1997 | 0 | 0 | 0 | 0 | 0 | 30.2465 | 131.4486 | 0
|  |  | 28.1491 | 0 | -28.1491 | 0 | 0 | 28.1491 | 169.9229 | 0 | 0 | 0 | 0 | 0 | 28.1491 | 100.1718 | 0
|  |  | 25.2107 | 0 | -25.2107 | 0 | 0 | 25.2107 | 141.911 | 0 | 0 | 0 | 0 | 0 | 25.2107 | 72.1599 | 0
|  |  | 21.4417 | 0.47403 | -20.9676 | 0 | 0 | 20.9676 | 118.6137 | 0.47403 | 0 | 0 | 0 | 0 | 21.4417 | 48.3359 | 0.47403
|  |  | 17.5188 | 4.9359 | -12.5829 | 0 | 0 | 12.5829 | 104.6327 | 4.9359 | 0 | 0 | 0 | 0 | 17.5188 | 28.8705 | 4.9359
|  |  | 14.3414 | 17.1583 | 2.8169 | 0 | 2.8169 | 0 | 107.1679 | 14.3414 | 0 | 0 | 0 | 0 | 14.3414 | 12.9356 | 14.3414
|  |  | 11.6673 | 34.9345 | 23.2673 | 0.025182 | 23.2673 | 0 | 128.1084 | 11.6673 | 0 | 0 | 0.025182 | 0 | 11.6421 | 0 | 11.6673
|  |  | 9.167 | 55.2207 | 46.0537 | 55.3256 | 46.0537 | 0 | 169.5568 | 9.167 | 0 | 46.1587 | 9.167 | 0 | 0 | 0 | 9.167
|  |  | 7.1962 | 77.1889 | 69.9927 | 115.8892 | 69.9927 | 0 | 232.5502 | 7.1962 | 0 | 108.6929 | 7.1962 | 0 | 0 | 0 | 7.1962
|  |  | 6.03 | 96.4951 | 90.4651 | 167.236 | 90.4651 | 0 | 313.9688 | 6.03 | 0 | 161.206 | 6.03 | 0 | 0 | 0 | 6.03
|  |  | 6.0645 | 114.3688 | 108.3043 | 209.5675 | 76.2783 | 0 | 382.6192 | 38.0904 | 32.026 | 203.503 | 6.0645 | 0 | 0 | 0 | 38.0904
|  |  | 6.9622 | 131.9053 | 124.9431 | 235.6564 | 0 | 0 | 382.6192 | 131.9053 | 124.9431 | 228.6942 | 6.9622 | 0 | 0 | 0 | 131.9053
|  |  | 9.2104 | 137.7313 | 128.5209 | 246.1826 | 0 | 0 | 382.6192 | 137.7313 | 128.5209 | 236.9722 | 9.2104 | 0 | 0 | 0 | 137.7313
|  |  | 12.2202 | 129.4588 | 117.2386 | 240.7684 | 0 | 0 | 382.6192 | 129.4588 | 117.2386 | 228.5482 | 12.2202 | 0 | 0 | 0 | 129.4588
|  |  | 15.3949 | 114.7652 | 99.3702 | 220.2448 | 0 | 0 | 382.6192 | 114.7652 | 99.3702 | 110.4911 | 15.3949 | 94.3588 | 0 | 84.9229 | 114.7652
|  |  | 18.6761 | 96.3466 | 77.6706 | 184.0829 | 0 | 0 | 382.6192 | 96.3466 | 77.6706 | 0 | 18.6761 | 165.4069 | 0 | 233.7891 | 96.3466
|  |  | 22.1391 | 73.1252 | 50.9861 | 135.7832 | 0 | 0 | 382.6192 | 73.1252 | 50.9861 | 0 | 22.1391 | 113.6441 | 0 | 336.0687 | 73.1252
|  |  | 26.0591 | 48.8943 | 22.8351 | 75.7989 | 0 | 0 | 382.6192 | 48.8943 | 22.8351 | 0 | 26.0591 | 49.7397 | 0 | 380.8345 | 48.8943
|  |  | 29.8278 | 27.3006 | -2.5273 | 1.3598 | 0 | 2.5273 | 379.8112 | 27.3006 | 0 | 0 | 1.3598 | 0 | 28.468 | 349.2034 | 27.3006
|  |  | 32.3465 | 10.1451 | -22.2014 | 0 | 0 | 22.2014 | 355.143 | 10.1451 | 0 | 0 | 0 | 0 | 32.3465 | 313.2629 | 10.1451
|  |  | 33.6507 | 1.7478 | -31.9029 | 0 | 0 | 31.9029 | 319.6954 | 1.7478 | 0 | 0 | 0 | 0 | 33.6507 | 275.8732 | 1.7478
|  |  | 34.0882 | 0 | -34.0882 | 0 | 0 | 34.0882 | 281.8196 | 0 | 0 | 0 | 0 | 0 | 34.0882 | 237.9974 | 0
|  |  | 33.501 | 0 | -33.501 | 0 | 0 | 33.501 | 244.5963 | 0 | 0 | 0 | 0 | 0 | 33.501 | 200.7741 | 0
|  |  | 32.1465 | 0 | -32.1465 | 0 | 0 | 32.1465 | 208.878 | 0 | 0 | 0 | 0 | 0 | 32.1465 | 165.0558 | 0
|  |  | 30.2465 | 0 | -30.2465 | 0 | 0 | 30.2465 | 175.2708 | 0 | 0 | 0 | 0 | 0 | 30.2465 | 131.4486 | 0
|  |  | 28.1491 | 0 | -28.1491 | 0 | 0 | 28.1491 | 143.994 | 0 | 0 | 0 | 0 | 0 | 28.1491 | 100.1718 | 0
|  |  | 25.2107 | 0 | -25.2107 | 0 | 0 | 25.2107 | 115.9821 | 0 | 0 | 0 | 0 | 0 | 25.2107 | 72.1599 | 0
|  |  | 21.4417 | 0.41523 | -21.0264 | 0 | 0 | 21.0264 | 92.6194 | 0.41523 | 0 | 0 | 0 | 0 | 21.4417 | 48.3359 | 0.41523
|  |  | 17.5188 | 4.9132 | -12.6057 | 0 | 0 | 12.6057 | 78.6131 | 4.9132 | 0 | 0 | 0 | 0 | 17.5188 | 28.8705 | 4.9132
|  |  | 14.3414 | 16.5195 | 2.1781 | 0 | 2.1781 | 0 | 80.5734 | 14.3414 | 0 | 0 | 0 | 0 | 14.3414 | 12.9356 | 14.3414
|  |  | 11.6673 | 32.6853 | 21.018 | 0.025182 | 21.018 | 0 | 99.4896 | 11.6673 | 0 | 0 | 0.025182 | 0 | 11.6421 | 0 | 11.6673
|  |  | 9.167 | 51.1821 | 42.0151 | 54.1924 | 42.0151 | 0 | 137.3033 | 9.167 | 0 | 45.0254 | 9.167 | 0 | 0 | 0 | 9.167
|  |  | 7.1962 | 71.1569 | 63.9607 | 114.353 | 63.9607 | 0 | 194.8679 | 7.1962 | 0 | 107.1568 | 7.1962 | 0 | 0 | 0 | 7.1962
|  |  | 6.03 | 88.1314 | 82.1014 | 165.0955 | 82.1014 | 0 | 268.7591 | 6.03 | 0 | 159.0655 | 6.03 | 0 | 0 | 0 | 6.03
|  |  | 6.0645 | 99.4083 | 93.3438 | 202.5668 | 93.3438 | 0 | 352.7686 | 6.0645 | 0 | 196.5023 | 6.0645 | 0 | 0 | 0 | 6.0645
|  |  | 6.9622 | 107.7782 | 100.816 | 230.0155 | 33.1674 | 0 | 382.6192 | 74.6108 | 67.6486 | 223.0534 | 6.9622 | 0 | 0 | 0 | 74.6108
|  |  | 9.2104 | 115.3809 | 106.1705 | 241.3728 | 0 | 0 | 382.6192 | 115.3809 | 106.1705 | 232.1624 | 9.2104 | 0 | 0 | 0 | 115.3809
|  |  | 12.2202 | 113.2561 | 101.0359 | 237.3436 | 0 | 0 | 382.6192 | 113.2561 | 101.0359 | 225.1234 | 12.2202 | 0 | 0 | 0 | 113.2561
|  |  | 15.3949 | 103.4211 | 88.0261 | 219.7412 | 0 | 0 | 382.6192 | 103.4211 | 88.0261 | 131.6185 | 15.3949 | 72.7277 | 0 | 65.455 | 103.4211
|  |  | 18.6761 | 91.5462 | 72.8701 | 184.1333 | 0 | 0 | 382.6192 | 91.5462 | 72.8701 | 0 | 18.6761 | 165.4572 | 0 | 214.3665 | 91.5462
|  |  | 22.1391 | 72.1714 | 50.0323 | 133.7686 | 0 | 0 | 382.6192 | 72.1714 | 50.0323 | 0 | 22.1391 | 111.6295 | 0 | 314.833 | 72.1714
|  |  | 26.0591 | 49.985 | 23.9259 | 76.101 | 0 | 0 | 382.6192 | 49.985 | 23.9259 | 0 | 26.0591 | 50.0419 | 0 | 359.8707 | 49.985
|  |  | 29.8278 | 28.1486 | -1.6792 | 1.4354 | 0 | 1.6792 | 380.7535 | 28.1486 | 0 | 0 | 1.4354 | 0 | 28.3924 | 328.3236 | 28.1486
|  |  | 32.3465 | 10.0471 | -22.2994 | 0 | 0 | 22.2994 | 355.9763 | 10.0471 | 0 | 0 | 0 | 0 | 32.3465 | 292.3831 | 10.0471
|  |  | 33.6507 | 1.5965 | -32.0542 | 0 | 0 | 32.0542 | 320.3606 | 1.5965 | 0 | 0 | 0 | 0 | 33.6507 | 254.9934 | 1.5965
|  |  | 34.0882 | 0.021266 | -34.0669 | 0 | 0 | 34.0669 | 282.5084 | 0.021266 | 0 | 0 | 0 | 0 | 34.0882 | 217.1176 | 0.021266
|  |  | 33.501 | 0 | -33.501 | 0 | 0 | 33.501 | 245.2851 | 0 | 0 | 0 | 0 | 0 | 33.501 | 179.8943 | 0
|  |  | 32.1465 | 0 | -32.1465 | 0 | 0 | 32.1465 | 209.5668 | 0 | 0 | 0 | 0 | 0 | 32.1465 | 144.176 | 0
|  |  | 24.0861 | 0 | -24.0861 | 0 | 0 | 24.0861 | 182.8045 | 0 | 0 | 0 | 0 | 0 | 24.0861 | 117.4137 | 0
|  |  | 22.6294 | 0 | -22.6294 | 0 | 0 | 22.6294 | 157.6607 | 0 | 0 | 0 | 0 | 0 | 22.6294 | 92.2699 | 0
|  |  | 20.8758 | 0 | -20.8758 | 0 | 0 | 20.8758 | 134.4654 | 0 | 0 | 0 | 0 | 0 | 20.8758 | 69.0746 | 0
|  |  | 18.9345 | 0.40755 | -18.527 | 0 | 0 | 18.527 | 113.8799 | 0.40755 | 0 | 0 | 0 | 0 | 18.9345 | 48.0362 | 0.40755
|  |  | 15.4144 | 4.6409 | -10.7735 | 0 | 0 | 10.7735 | 101.9093 | 4.6409 | 0 | 0 | 0 | 0 | 15.4144 | 30.9091 | 4.6409
|  |  | 11.7376 | 16.3429 | 4.6053 | 0 | 4.6053 | 0 | 106.054 | 11.7376 | 0 | 0 | 0 | 0 | 11.7376 | 17.8673 | 11.7376
|  |  | 16.1057 | 34.083 | 17.9772 | 0.025182 | 17.9772 | 0 | 122.2335 | 16.1057 | 0 | 0 | 0.025182 | 0 | 16.0806 | 0 | 16.1057
|  |  | 19.9504 | 53.5085 | 33.5581 | 52.7822 | 33.5581 | 0 | 152.4358 | 19.9504 | 0 | 32.8318 | 19.9504 | 0 | 0 | 0 | 19.9504
|  |  | 26.3005 | 74.1655 | 47.8649 | 111.6585 | 47.8649 | 0 | 195.5142 | 26.3005 | 0 | 85.358 | 26.3005 | 0 | 0 | 0 | 26.3005
|  |  | 31.0713 | 92.3948 | 61.3235 | 162.0988 | 61.3235 | 0 | 250.7054 | 31.0713 | 0 | 131.0275 | 31.0713 | 0 | 0 | 0 | 31.0713
|  |  | 33.2435 | 107.1143 | 73.8707 | 197.8577 | 73.8707 | 0 | 317.1891 | 33.2435 | 0 | 164.6142 | 33.2435 | 0 | 0 | 0 | 33.2435
|  |  | 33.9264 | 116.1115 | 82.1851 | 222.2846 | 72.7002 | 0 | 382.6192 | 43.4113 | 9.4849 | 188.3581 | 33.9264 | 0 | 0 | 0 | 43.4113
|  |  | 35.3688 | 112.8534 | 77.4846 | 238.0991 | 0 | 0 | 382.6192 | 112.8534 | 77.4846 | 202.7303 | 35.3688 | 0 | 0 | 0 | 112.8534
|  |  | 34.1685 | 106.5959 | 72.4274 | 231.9042 | 0 | 0 | 382.6192 | 106.5959 | 72.4274 | 197.7357 | 34.1685 | 0 | 0 | 0 | 106.5959
|  |  | 35.1159 | 97.4922 | 62.3763 | 213.3197 | 0 | 0 | 382.6192 | 97.4922 | 62.3763 | 68.8667 | 35.1159 | 109.337 | 0 | 98.4033 | 97.4922
|  |  | 40.4938 | 83.3391 | 42.8452 | 180.2049 | 0 | 0 | 382.6192 | 83.3391 | 42.8452 | 0 | 40.4938 | 139.711 | 0 | 224.1433 | 83.3391
|  |  | 46.2897 | 67.2632 | 20.9735 | 133.2398 | 0 | 0 | 382.6192 | 67.2632 | 20.9735 | 0 | 46.2897 | 86.9501 | 0 | 302.3984 | 67.2632
|  |  | 46.7678 | 47.9344 | 1.1666 | 75.7989 | 0 | 0 | 382.6192 | 47.9344 | 1.1666 | 0 | 46.7678 | 29.0311 | 0 | 328.5263 | 47.9344
|  |  | 41.1187 | 26.9501 | -14.1685 | 1.7628 | 0 | 14.1685 | 366.8764 | 26.9501 | 0 | 0 | 1.7628 | 0 | 39.3559 | 284.7975 | 26.9501
|  |  | 30.6708 | 9.5961 | -21.0746 | 0 | 0 | 21.0746 | 343.4602 | 9.5961 | 0 | 0 | 0 | 0 | 30.6708 | 250.7189 | 9.5961
|  |  | 23.3615 | 1.7003 | -21.6612 | 0 | 0 | 21.6612 | 319.3922 | 1.7003 | 0 | 0 | 0 | 0 | 23.3615 | 224.7617 | 1.7003
|  |  | 23.6941 | 0.032105 | -23.662 | 0 | 0 | 23.662 | 293.1011 | 0.032105 | 0 | 0 | 0 | 0 | 23.6941 | 198.4349 | 0.032105
|  |  | 24.2768 | 0 | -24.2768 | 0 | 0 | 24.2768 | 266.1268 | 0 | 0 | 0 | 0 | 0 | 24.2768 | 171.4606 | 0
|  |  | 24.5562 | 0 | -24.5562 | 0 | 0 | 24.5562 | 238.8422 | 0 | 0 | 0 | 0 | 0 | 24.5562 | 144.176 | 0
|  |  | 24.0861 | 0 | -24.0861 | 0 | 0 | 24.0861 | 212.0799 | 0 | 0 | 0 | 0 | 0 | 24.0861 | 117.4137 | 0
|  |  | 22.6294 | 0 | -22.6294 | 0 | 0 | 22.6294 | 186.9361 | 0 | 0 | 0 | 0 | 0 | 22.6294 | 92.2699 | 0
|  |  | 20.8758 | 0 | -20.8758 | 0 | 0 | 20.8758 | 163.7408 | 0 | 0 | 0 | 0 | 0 | 20.8758 | 69.0746 | 0
|  |  | 18.9345 | 0.39479 | -18.5397 | 0 | 0 | 18.5397 | 143.1411 | 0.39479 | 0 | 0 | 0 | 0 | 18.9345 | 48.0362 | 0.39479
|  |  | 15.4144 | 5.1032 | -10.3112 | 0 | 0 | 10.3112 | 131.6842 | 5.1032 | 0 | 0 | 0 | 0 | 15.4144 | 30.9091 | 5.1032
|  |  | 11.7376 | 16.8997 | 5.162 | 0 | 5.162 | 0 | 136.33 | 11.7376 | 0 | 0 | 0 | 0 | 11.7376 | 17.8673 | 11.7376
|  |  | 16.1057 | 36.0764 | 19.9707 | 0.025182 | 19.9707 | 0 | 154.3036 | 16.1057 | 0 | 0 | 0.025182 | 0 | 16.0806 | 0 | 16.1057
|  |  | 19.9504 | 58.1545 | 38.2041 | 64.1143 | 38.2041 | 0 | 188.6873 | 19.9504 | 0 | 44.1639 | 19.9504 | 0 | 0 | 0 | 19.9504
|  |  | 26.3005 | 82.6289 | 56.3284 | 132.6606 | 56.3284 | 0 | 239.3829 | 26.3005 | 0 | 106.3601 | 26.3005 | 0 | 0 | 0 | 26.3005
|  |  | 31.0713 | 104.496 | 73.4247 | 191.6125 | 73.4247 | 0 | 305.4651 | 31.0713 | 0 | 160.5412 | 31.0713 | 0 | 0 | 0 | 31.0713
|  |  | 33.2435 | 109.3956 | 76.1521 | 236.84 | 76.1521 | 0 | 374.002 | 33.2435 | 0 | 203.5964 | 33.2435 | 0 | 0 | 0 | 33.2435
|  |  | 33.9264 | 109.1913 | 75.2648 | 266.1018 | 9.5747 | 0 | 382.6192 | 99.6165 | 65.6901 | 232.1754 | 33.9264 | 0 | 0 | 0 | 99.6165
|  |  | 35.3688 | 115.3264 | 79.9576 | 278.4664 | 0 | 0 | 382.6192 | 115.3264 | 79.9576 | 243.0976 | 35.3688 | 0 | 0 | 0 | 115.3264
|  |  | 34.1685 | 117.1228 | 82.9542 | 272.4226 | 0 | 0 | 382.6192 | 117.1228 | 82.9542 | 238.2541 | 34.1685 | 0 | 0 | 0 | 117.1228
|  |  | 35.1159 | 108.5922 | 73.4763 | 248.6253 | 0 | 0 | 382.6192 | 108.5922 | 73.4763 | 165.4385 | 35.1159 | 48.0709 | 0 | 43.2638 | 108.5922
|  |  | 40.4938 | 94.1701 | 53.6763 | 208.7365 | 0 | 0 | 382.6192 | 94.1701 | 53.6763 | 0 | 40.4938 | 168.2426 | 0 | 194.6822 | 94.1701
|  |  | 46.2897 | 76.2797 | 29.9901 | 154.0908 | 0 | 0 | 382.6192 | 76.2797 | 29.9901 | 0 | 46.2897 | 107.8011 | 0 | 291.7031 | 76.2797
|  |  | 46.7678 | 52.8447 | 6.077 | 88.4908 | 0 | 0 | 382.6192 | 52.8447 | 6.077 | 0 | 46.7678 | 41.723 | 0 | 329.2538 | 52.8447
|  |  | 41.1187 | 28.9871 | -12.1316 | 1.108 | 0 | 12.1316 | 369.1397 | 28.9871 | 0 | 0 | 1.108 | 0 | 40.0107 | 284.7975 | 28.9871
|  |  | 30.6708 | 11.0122 | -19.6585 | 0 | 0 | 19.6585 | 347.2969 | 11.0122 | 0 | 0 | 0 | 0 | 30.6708 | 250.7189 | 11.0122
|  |  | 23.3615 | 1.8963 | -21.4652 | 0 | 0 | 21.4652 | 323.4467 | 1.8963 | 0 | 0 | 0 | 0 | 23.3615 | 224.7617 | 1.8963
|  |  | 23.6941 | 0 | -23.6941 | 0 | 0 | 23.6941 | 297.1199 | 0 | 0 | 0 | 0 | 0 | 23.6941 | 198.4349 | 0
|  |  | 24.2768 | 0 | -24.2768 | 0 | 0 | 24.2768 | 270.1456 | 0 | 0 | 0 | 0 | 0 | 24.2768 | 171.4606 | 0
|  |  | 24.5562 | 0 | -24.5562 | 0 | 0 | 24.5562 | 242.861 | 0 | 0 | 0 | 0 | 0 | 24.5562 | 144.176 | 0
|  |  | 24.0861 | 0 | -24.0861 | 0 | 0 | 24.0861 | 216.0987 | 0 | 0 | 0 | 0 | 0 | 24.0861 | 117.4137 | 0
|  |  | 22.6294 | 0 | -22.6294 | 0 | 0 | 22.6294 | 190.9549 | 0 | 0 | 0 | 0 | 0 | 22.6294 | 92.2699 | 0
|  |  | 20.8758 | 0 | -20.8758 | 0 | 0 | 20.8758 | 167.7596 | 0 | 0 | 0 | 0 | 0 | 20.8758 | 69.0746 | 0
|  |  | 18.9345 | 0.3523 | -18.5822 | 0 | 0 | 18.5822 | 147.1127 | 0.3523 | 0 | 0 | 0 | 0 | 18.9345 | 48.0362 | 0.3523
|  |  | 15.4144 | 5.2287 | -10.1857 | 0 | 0 | 10.1857 | 135.7952 | 5.2287 | 0 | 0 | 0 | 0 | 15.4144 | 30.9091 | 5.2287
|  |  | 11.7376 | 16.61 | 4.8724 | 0 | 4.8724 | 0 | 140.1804 | 11.7376 | 0 | 0 | 0 | 0 | 11.7376 | 17.8673 | 11.7376
|  |  | 16.1057 | 35.2993 | 19.1935 | 0.025182 | 19.1935 | 0 | 157.4545 | 16.1057 | 0 | 0 | 0.025182 | 0 | 16.0806 | 0 | 16.1057
|  |  | 19.9504 | 56.7491 | 36.7987 | 61.4449 | 36.7987 | 0 | 190.5734 | 19.9504 | 0 | 41.4945 | 19.9504 | 0 | 0 | 0 | 19.9504
|  |  | 26.3005 | 76.9588 | 50.6583 | 127.6493 | 50.6583 | 0 | 236.1659 | 26.3005 | 0 | 101.3488 | 26.3005 | 0 | 0 | 0 | 26.3005
|  |  | 31.0713 | 94.9483 | 63.877 | 185.2162 | 63.877 | 0 | 293.6552 | 31.0713 | 0 | 154.1449 | 31.0713 | 0 | 0 | 0 | 31.0713
|  |  | 33.2435 | 105.3928 | 72.1493 | 229.6126 | 72.1493 | 0 | 358.5896 | 33.2435 | 0 | 196.3691 | 33.2435 | 0 | 0 | 0 | 33.2435
|  |  | 33.9264 | 112.7469 | 78.8204 | 257.2377 | 26.6996 | 0 | 382.6192 | 86.0472 | 52.1208 | 223.3112 | 33.9264 | 0 | 0 | 0 | 86.0472
|  |  | 35.3688 | 118.7148 | 83.346 | 268.8719 | 0 | 0 | 382.6192 | 118.7148 | 83.346 | 233.5031 | 35.3688 | 0 | 0 | 0 | 118.7148
|  |  | 34.1685 | 112.6356 | 78.4671 | 262.803 | 0 | 0 | 382.6192 | 112.6356 | 78.4671 | 228.6344 | 34.1685 | 0 | 0 | 0 | 112.6356
|  |  | 35.1159 | 98.1684 | 63.0525 | 239.8115 | 0 | 0 | 382.6192 | 98.1684 | 63.0525 | 102.773 | 35.1159 | 101.9225 | 0 | 91.7303 | 98.1684
|  |  | 40.4938 | 86.2419 | 45.7481 | 201.5847 | 0 | 0 | 382.6192 | 86.2419 | 45.7481 | 0 | 40.4938 | 161.0908 | 0 | 236.712 | 86.2419
|  |  | 46.2897 | 69.9819 | 23.6922 | 148.2737 | 0 | 0 | 382.6192 | 69.9819 | 23.6922 | 0 | 46.2897 | 101.984 | 0 | 328.4976 | 69.9819
|  |  | 46.7678 | 47.5259 | 0.7581 | 84.0335 | 0 | 0 | 382.6192 | 47.5259 | 0.7581 | 0 | 46.7678 | 37.2657 | 0 | 362.0368 | 47.5259
|  |  | 41.1187 | 26.1919 | -14.9268 | 1.2088 | 0 | 14.9268 | 366.034 | 26.1919 | 0 | 0 | 1.2088 | 0 | 39.9099 | 317.6924 | 26.1919
|  |  | 30.6708 | 9.7801 | -20.8906 | 0 | 0 | 20.8906 | 342.8221 | 9.7801 | 0 | 0 | 0 | 0 | 30.6708 | 283.6138 | 9.7801
|  |  | 23.3615 | 1.6643 | -21.6973 | 0 | 0 | 21.6973 | 318.7141 | 1.6643 | 0 | 0 | 0 | 0 | 23.3615 | 257.6565 | 1.6643
|  |  | 23.6941 | 0.010935 | -23.6832 | 0 | 0 | 23.6832 | 292.3994 | 0.010935 | 0 | 0 | 0 | 0 | 23.6941 | 231.3297 | 0.010935
|  |  | 24.2768 | 0 | -24.2768 | 0 | 0 | 24.2768 | 265.4251 | 0 | 0 | 0 | 0 | 0 | 24.2768 | 204.3554 | 0
|  |  | 24.5562 | 0 | -24.5562 | 0 | 0 | 24.5562 | 238.1405 | 0 | 0 | 0 | 0 | 0 | 24.5562 | 177.0708 | 0
|  |  | 24.0861 | 0 | -24.0861 | 0 | 0 | 24.0861 | 211.3782 | 0 | 0 | 0 | 0 | 0 | 24.0861 | 150.3085 | 0
|  |  | 22.6294 | 0 | -22.6294 | 0 | 0 | 22.6294 | 186.2344 | 0 | 0 | 0 | 0 | 0 | 22.6294 | 125.1647 | 0
|  |  | 20.8758 | 0 | -20.8758 | 0 | 0 | 20.8758 | 163.0391 | 0 | 0 | 0 | 0 | 0 | 20.8758 | 101.9694 | 0
|  |  | 18.9345 | 0.30866 | -18.6259 | 0 | 0 | 18.6259 | 142.3437 | 0.30866 | 0 | 0 | 0 | 0 | 18.9345 | 80.9311 | 0.30866
|  |  | 15.4144 | 4.684 | -10.7305 | 0 | 0 | 10.7305 | 130.421 | 4.684 | 0 | 0 | 0 | 0 | 15.4144 | 63.804 | 4.684
|  |  | 11.7376 | 17.1655 | 5.4279 | 0 | 5.4279 | 0 | 135.3061 | 11.7376 | 0 | 0 | 0 | 0 | 11.7376 | 50.7621 | 11.7376
|  |  | 16.1057 | 34.8567 | 18.7509 | 0.025182 | 18.7509 | 0 | 152.1819 | 16.1057 | 0 | 0 | 0.025182 | 0 | 16.0806 | 32.8949 | 16.1057
|  |  | 19.9504 | 56.7584 | 36.808 | 9.1664 | 36.808 | 0 | 185.3091 | 19.9504 | 0 | 0 | 9.1664 | 0 | 10.784 | 20.9126 | 19.9504
|  |  | 26.3005 | 79.5005 | 53.2 | 7.4792 | 53.2 | 0 | 233.1891 | 26.3005 | 0 | 0 | 7.4792 | 0 | 18.8214 | 0 | 26.3005
|  |  | 31.0713 | 100.0221 | 68.9508 | 44.7994 | 68.9508 | 0 | 295.2449 | 31.0713 | 0 | 13.7281 | 31.0713 | 0 | 0 | 0 | 31.0713
|  |  | 33.2435 | 113.6061 | 80.3625 | 111.6082 | 80.3625 | 0 | 367.5711 | 33.2435 | 0 | 78.3646 | 33.2435 | 0 | 0 | 0 | 33.2435
|  |  | 33.9264 | 117.8535 | 83.927 | 150.8171 | 16.7201 | 0 | 382.6192 | 101.1333 | 67.2069 | 116.8906 | 33.9264 | 0 | 0 | 0 | 101.1333
|  |  | 35.3688 | 120.8838 | 85.515 | 222.2342 | 0 | 0 | 382.6192 | 120.8838 | 85.515 | 186.8654 | 35.3688 | 0 | 0 | 0 | 120.8838
|  |  | 34.1685 | 120.7316 | 86.5631 | 181.2625 | 0 | 0 | 382.6192 | 120.7316 | 86.5631 | 147.094 | 34.1685 | 0 | 0 | 0 | 120.7316
|  |  | 35.1159 | 110.9695 | 75.8536 | 188.7417 | 0 | 0 | 382.6192 | 110.9695 | 75.8536 | 37.2989 | 35.1159 | 116.3268 | 0 | 104.6942 | 110.9695
|  |  | 40.4938 | 92.0791 | 51.5852 | 161.2929 | 0 | 0 | 382.6192 | 92.0791 | 51.5852 | 0 | 40.4938 | 120.7991 | 0 | 213.4133 | 92.0791
|  |  | 46.2897 | 70.8135 | 24.5238 | 138.2511 | 0 | 0 | 382.6192 | 70.8135 | 24.5238 | 0 | 46.2897 | 91.9614 | 0 | 296.1786 | 70.8135
|  |  | 46.7678 | 50.4007 | 3.6329 | 81.062 | 0 | 0 | 382.6192 | 50.4007 | 3.6329 | 0 | 46.7678 | 34.2942 | 0 | 327.0434 | 50.4007
|  |  | 41.1187 | 29.057 | -12.0617 | 3.0974 | 0 | 12.0617 | 369.2173 | 29.057 | 0 | 0 | 3.0974 | 0 | 38.0213 | 284.7975 | 29.057
|  |  | 30.6708 | 10.9626 | -19.7082 | 0 | 0 | 19.7082 | 347.3194 | 10.9626 | 0 | 0 | 0 | 0 | 30.6708 | 250.7189 | 10.9626
|  |  | 23.3615 | 1.9218 | -21.4397 | 0 | 0 | 21.4397 | 323.4974 | 1.9218 | 0 | 0 | 0 | 0 | 23.3615 | 224.7617 | 1.9218
|  |  | 23.6941 | 0.010659 | -23.6835 | 0 | 0 | 23.6835 | 297.1825 | 0.010659 | 0 | 0 | 0 | 0 | 23.6941 | 198.4349 | 0.010659
|  |  | 24.2768 | 0 | -24.2768 | 0 | 0 | 24.2768 | 270.2082 | 0 | 0 | 0 | 0 | 0 | 24.2768 | 171.4606 | 0
|  |  | 24.5562 | 0 | -24.5562 | 0 | 0 | 24.5562 | 242.9236 | 0 | 0 | 0 | 0 | 0 | 24.5562 | 144.176 | 0
|  |  | 24.0861 | 0 | -24.0861 | 0 | 0 | 24.0861 | 216.1613 | 0 | 0 | 0 | 0 | 0 | 24.0861 | 117.4137 | 0
|  |  | 22.6294 | 0 | -22.6294 | 0 | 0 | 22.6294 | 191.0175 | 0 | 0 | 0 | 0 | 0 | 22.6294 | 92.2699 | 0
|  |  | 20.8758 | 0 | -20.8758 | 0 | 0 | 20.8758 | 167.8222 | 0 | 0 | 0 | 0 | 0 | 20.8758 | 69.0746 | 0
|  |  | 18.9345 | 0.23264 | -18.7019 | 0 | 0 | 18.7019 | 147.0423 | 0.23264 | 0 | 0 | 0 | 0 | 18.9345 | 48.0362 | 0.23264
|  |  | 15.4144 | 4.76 | -10.6544 | 0 | 0 | 10.6544 | 135.2041 | 4.76 | 0 | 0 | 0 | 0 | 15.4144 | 30.9091 | 4.76
|  |  | 11.7376 | 18.4021 | 6.6644 | 0 | 6.6644 | 0 | 141.2021 | 11.7376 | 0 | 0 | 0 | 0 | 11.7376 | 17.8673 | 11.7376
|  |  | 16.1057 | 38.4229 | 22.3172 | 0.025182 | 22.3172 | 0 | 161.2875 | 16.1057 | 0 | 0 | 0.025182 | 0 | 16.0806 | 0 | 16.1057
|  |  | 19.9504 | 61.3166 | 41.3662 | 56.0307 | 41.3662 | 0 | 198.5171 | 19.9504 | 0 | 36.0803 | 19.9504 | 0 | 0 | 0 | 19.9504
|  |  | 26.3005 | 86.7505 | 60.45 | 120.0694 | 60.45 | 0 | 252.9221 | 26.3005 | 0 | 93.7689 | 26.3005 | 0 | 0 | 0 | 26.3005
|  |  | 31.0713 | 105.5566 | 74.4853 | 175.3699 | 74.4853 | 0 | 319.9589 | 31.0713 | 0 | 144.2986 | 31.0713 | 0 | 0 | 0 | 31.0713
|  |  | 33.2435 | 119.384 | 86.1404 | 218.7339 | 69.6226 | 0 | 382.6192 | 49.7614 | 16.5178 | 185.4903 | 33.2435 | 0 | 0 | 0 | 49.7614
|  |  | 33.9264 | 129.5725 | 95.6461 | 247.5425 | 0 | 0 | 382.6192 | 129.5725 | 95.6461 | 213.616 | 33.9264 | 0 | 0 | 0 | 129.5725
|  |  | 35.3688 | 133.1692 | 97.8004 | 259.4537 | 0 | 0 | 382.6192 | 133.1692 | 97.8004 | 224.0849 | 35.3688 | 0 | 0 | 0 | 133.1692
|  |  | 34.1685 | 128.6884 | 94.5198 | 255.626 | 0 | 0 | 382.6192 | 128.6884 | 94.5198 | 221.4575 | 34.1685 | 0 | 0 | 0 | 128.6884
|  |  | 35.1159 | 112.7104 | 77.5945 | 234.9513 | 0 | 0 | 382.6192 | 112.7104 | 77.5945 | 105.152 | 35.1159 | 94.6834 | 0 | 85.2151 | 112.7104
|  |  | 40.4938 | 95.292 | 54.7981 | 197.9332 | 0 | 0 | 382.6192 | 95.292 | 54.7981 | 0 | 40.4938 | 157.4394 | 0 | 226.9105 | 95.292
|  |  | 46.2897 | 73.3371 | 27.0475 | 145.8058 | 0 | 0 | 382.6192 | 73.3371 | 27.0475 | 0 | 46.2897 | 99.5161 | 0 | 316.475 | 73.3371
|  |  | 46.7678 | 48.8936 | 2.1259 | 83.2025 | 0 | 0 | 382.6192 | 48.8936 | 2.1259 | 0 | 46.7678 | 36.4347 | 0 | 349.2663 | 48.8936
|  |  | 41.1187 | 28.5526 | -12.5661 | 1.8887 | 0 | 12.5661 | 368.6569 | 28.5526 | 0 | 0 | 1.8887 | 0 | 39.23 | 305.6774 | 28.5526
|  |  | 30.6708 | 10.8721 | -19.7986 | 0 | 0 | 19.7986 | 346.6584 | 10.8721 | 0 | 0 | 0 | 0 | 30.6708 | 271.5988 | 10.8721
|  |  | 23.3615 | 1.7505 | -21.611 | 0 | 0 | 21.611 | 322.6462 | 1.7505 | 0 | 0 | 0 | 0 | 23.3615 | 245.6415 | 1.7505
|  |  | 23.6941 | 0.0108 | -23.6833 | 0 | 0 | 23.6833 | 296.3314 | 0.0108 | 0 | 0 | 0 | 0 | 23.6941 | 219.3147 | 0.0108
|  |  | 24.2768 | 0 | -24.2768 | 0 | 0 | 24.2768 | 269.3571 | 0 | 0 | 0 | 0 | 0 | 24.2768 | 192.3404 | 0
|  |  | 24.5562 | 0 | -24.5562 | 0 | 0 | 24.5562 | 242.0725 | 0 | 0 | 0 | 0 | 0 | 24.5562 | 165.0558 | 0
|  |  | 30.2465 | 0 | -30.2465 | 0 | 0 | 30.2465 | 208.4653 | 0 | 0 | 0 | 0 | 0 | 30.2465 | 131.4486 | 0
|  |  | 28.1491 | 0 | -28.1491 | 0 | 0 | 28.1491 | 177.1885 | 0 | 0 | 0 | 0 | 0 | 28.1491 | 100.1718 | 0
|  |  | 25.2107 | 0 | -25.2107 | 0 | 0 | 25.2107 | 149.1767 | 0 | 0 | 0 | 0 | 0 | 25.2107 | 72.1599 | 0
|  |  | 21.4417 | 0.26031 | -21.1813 | 0 | 0 | 21.1813 | 125.6418 | 0.26031 | 0 | 0 | 0 | 0 | 21.4417 | 48.3359 | 0.26031
|  |  | 17.5188 | 4.0363 | -13.4825 | 0 | 0 | 13.4825 | 110.6612 | 4.0363 | 0 | 0 | 0 | 0 | 17.5188 | 28.8705 | 4.0363
|  |  | 14.3414 | 15.3542 | 1.0129 | 0 | 1.0129 | 0 | 111.5728 | 14.3414 | 0 | 0 | 0 | 0 | 14.3414 | 12.9356 | 14.3414
|  |  | 11.6673 | 32.8022 | 21.135 | 0.025182 | 21.135 | 0 | 130.5943 | 11.6673 | 0 | 0 | 0.025182 | 0 | 11.6421 | 0 | 11.6673
|  |  | 9.167 | 52.0128 | 42.8458 | 60.0599 | 42.8458 | 0 | 169.1556 | 9.167 | 0 | 50.8929 | 9.167 | 0 | 0 | 0 | 9.167
|  |  | 7.1962 | 70.5374 | 63.3412 | 125.9621 | 63.3412 | 0 | 226.1626 | 7.1962 | 0 | 118.7659 | 7.1962 | 0 | 0 | 0 | 7.1962
|  |  | 6.03 | 88.9829 | 82.9529 | 183.0253 | 82.9529 | 0 | 300.8202 | 6.03 | 0 | 176.9953 | 6.03 | 0 | 0 | 0 | 6.03
|  |  | 6.0645 | 101.1308 | 95.0663 | 227.7491 | 90.8878 | 0 | 382.6192 | 10.243 | 4.1785 | 221.6847 | 6.0645 | 0 | 0 | 0 | 10.243
|  |  | 6.9622 | 107.5635 | 100.6013 | 255.7771 | 0 | 0 | 382.6192 | 107.5635 | 100.6013 | 248.8149 | 6.9622 | 0 | 0 | 0 | 107.5635
|  |  | 9.2104 | 111.1336 | 101.9232 | 267.7135 | 0 | 0 | 382.6192 | 111.1336 | 101.9232 | 258.5031 | 9.2104 | 0 | 0 | 0 | 111.1336
|  |  | 12.2202 | 107.5538 | 95.3335 | 262.7778 | 0 | 0 | 382.6192 | 107.5538 | 95.3335 | 250.5575 | 12.2202 | 0 | 0 | 0 | 107.5538
|  |  | 15.3949 | 101.3685 | 85.9735 | 240.6173 | 0 | 0 | 382.6192 | 101.3685 | 85.9735 | 172.6408 | 15.3949 | 52.5816 | 0 | 47.3234 | 101.3685
|  |  | 18.6761 | 84.5439 | 65.8679 | 202.1891 | 0 | 0 | 382.6192 | 84.5439 | 65.8679 | 0 | 18.6761 | 183.513 | 0 | 212.4851 | 84.5439
|  |  | 22.1391 | 59.4211 | 37.2819 | 149.2809 | 0 | 0 | 382.6192 | 59.4211 | 37.2819 | 0 | 22.1391 | 127.1418 | 0 | 326.9127 | 59.4211
|  |  | 26.0591 | 42.3583 | 16.2991 | 85.4437 | 0 | 0 | 382.6192 | 42.3583 | 16.2991 | 0 | 26.0591 | 59.3846 | 0 | 380.3588 | 42.3583
|  |  | 29.8278 | 25.0658 | -4.762 | 1.7879 | 0 | 4.762 | 377.3281 | 25.0658 | 0 | 0 | 1.7879 | 0 | 28.0399 | 349.2034 | 25.0658
|  |  | 32.3465 | 8.4885 | -23.8579 | 0 | 0 | 23.8579 | 350.8193 | 8.4885 | 0 | 0 | 0 | 0 | 32.3465 | 313.2629 | 8.4885
|  |  | 33.6507 | 1.6333 | -32.0175 | 0 | 0 | 32.0175 | 315.2443 | 1.6333 | 0 | 0 | 0 | 0 | 33.6507 | 275.8732 | 1.6333
|  |  | 34.0882 | 0.010692 | -34.0775 | 0 | 0 | 34.0775 | 277.3805 | 0.010692 | 0 | 0 | 0 | 0 | 34.0882 | 237.9974 | 0.010692
|  |  | 33.501 | 0 | -33.501 | 0 | 0 | 33.501 | 240.1572 | 0 | 0 | 0 | 0 | 0 | 33.501 | 200.7741 | 0
|  |  | 32.1465 | 0 | -32.1465 | 0 | 0 | 32.1465 | 204.4388 | 0 | 0 | 0 | 0 | 0 | 32.1465 | 165.0558 | 0
|  |  | 30.2465 | 0 | -30.2465 | 0 | 0 | 30.2465 | 170.8316 | 0 | 0 | 0 | 0 | 0 | 30.2465 | 131.4486 | 0
|  |  | 28.1491 | 0 | -28.1491 | 0 | 0 | 28.1491 | 139.5549 | 0 | 0 | 0 | 0 | 0 | 28.1491 | 100.1718 | 0
|  |  | 25.2107 | 0 | -25.2107 | 0 | 0 | 25.2107 | 111.543 | 0 | 0 | 0 | 0 | 0 | 25.2107 | 72.1599 | 0
|  |  | 21.4417 | 0.24122 | -21.2004 | 0 | 0 | 21.2004 | 87.9869 | 0.24122 | 0 | 0 | 0 | 0 | 21.4417 | 48.3359 | 0.24122
|  |  | 17.5188 | 3.9238 | -13.595 | 0 | 0 | 13.595 | 72.8814 | 3.9238 | 0 | 0 | 0 | 0 | 17.5188 | 28.8705 | 3.9238
|  |  | 14.3414 | 14.1743 | -0.16703 | 0 | 0 | 0.16703 | 72.6958 | 14.1743 | 0 | 0 | 0 | 0 | 14.3414 | 12.9356 | 14.1743
|  |  | 11.6673 | 30.5663 | 18.8991 | 0.025182 | 18.8991 | 0 | 89.7049 | 11.6673 | 0 | 0 | 0.025182 | 0 | 11.6421 | 0 | 11.6673
|  |  | 9.167 | 51.6341 | 42.4671 | 59.4555 | 42.4671 | 0 | 127.9254 | 9.167 | 0 | 50.2886 | 9.167 | 0 | 0 | 0 | 9.167
|  |  | 7.1962 | 73.3624 | 66.1662 | 125.7355 | 66.1662 | 0 | 187.4749 | 7.1962 | 0 | 118.5392 | 7.1962 | 0 | 0 | 0 | 7.1962
|  |  | 6.03 | 93.0387 | 87.0087 | 183.957 | 87.0087 | 0 | 265.7828 | 6.03 | 0 | 177.927 | 6.03 | 0 | 0 | 0 | 6.03
|  |  | 6.0645 | 112.812 | 106.7475 | 228.3787 | 106.7475 | 0 | 361.8555 | 6.0645 | 0 | 222.3142 | 6.0645 | 0 | 0 | 0 | 6.0645
|  |  | 6.9622 | 126.7713 | 119.8091 | 257.3636 | 23.0708 | 0 | 382.6192 | 103.7005 | 96.7383 | 250.4014 | 6.9622 | 0 | 0 | 0 | 103.7005
|  |  | 9.2104 | 128.3264 | 119.116 | 269.9296 | 0 | 0 | 382.6192 | 128.3264 | 119.116 | 260.7191 | 9.2104 | 0 | 0 | 0 | 128.3264
|  |  | 12.2202 | 118.4926 | 106.2723 | 264.3894 | 0 | 0 | 382.6192 | 118.4926 | 106.2723 | 252.1692 | 12.2202 | 0 | 0 | 0 | 118.4926
|  |  | 15.3949 | 104.7565 | 89.3616 | 240.9447 | 0 | 0 | 382.6192 | 104.7565 | 89.3616 | 192.9789 | 15.3949 | 32.5709 | 0 | 29.3138 | 104.7565
|  |  | 18.6761 | 88.1485 | 69.4724 | 201.9372 | 0 | 0 | 382.6192 | 88.1485 | 69.4724 | 0 | 18.6761 | 183.2611 | 0 | 194.2488 | 88.1485
|  |  | 22.1391 | 66.327 | 44.1879 | 148.0722 | 0 | 0 | 382.6192 | 66.327 | 44.1879 | 0 | 22.1391 | 125.9331 | 0 | 307.5886 | 66.327
|  |  | 26.0591 | 43.6406 | 17.5815 | 83.9328 | 0 | 0 | 382.6192 | 43.6406 | 17.5815 | 0 | 26.0591 | 57.8736 | 0 | 359.6749 | 43.6406
|  |  | 29.8278 | 23.351 | -6.4768 | 1.6117 | 0 | 6.4768 | 375.4228 | 23.351 | 0 | 0 | 1.6117 | 0 | 28.2162 | 328.3236 | 23.351
|  |  | 32.3465 | 8.8586 | -23.4878 | 0 | 0 | 23.4878 | 349.3252 | 8.8586 | 0 | 0 | 0 | 0 | 32.3465 | 292.3831 | 8.8586
|  |  | 33.6507 | 1.585 | -32.0657 | 0 | 0 | 32.0657 | 313.6966 | 1.585 | 0 | 0 | 0 | 0 | 33.6507 | 254.9934 | 1.585
|  |  | 34.0882 | 0.010567 | -34.0776 | 0 | 0 | 34.0776 | 275.8325 | 0.010567 | 0 | 0 | 0 | 0 | 34.0882 | 217.1176 | 0.010567
|  |  | 33.501 | 0 | -33.501 | 0 | 0 | 33.501 | 238.6093 | 0 | 0 | 0 | 0 | 0 | 33.501 | 179.8943 | 0
|  |  | 32.1465 | 0 | -32.1465 | 0 | 0 | 32.1465 | 202.8909 | 0 | 0 | 0 | 0 | 0 | 32.1465 | 144.176 | 0
|  |  | 24.0861 | 0 | -24.0861 | 0 | 0 | 24.0861 | 176.1286 | 0 | 0 | 0 | 0 | 0 | 24.0861 | 117.4137 | 0
|  |  | 22.6294 | 0 | -22.6294 | 0 | 0 | 22.6294 | 150.9848 | 0 | 0 | 0 | 0 | 0 | 22.6294 | 92.2699 | 0
|  |  | 20.8758 | 0 | -20.8758 | 0 | 0 | 20.8758 | 127.7895 | 0 | 0 | 0 | 0 | 0 | 20.8758 | 69.0746 | 0
|  |  | 18.9345 | 0.19307 | -18.7414 | 0 | 0 | 18.7414 | 106.9657 | 0.19307 | 0 | 0 | 0 | 0 | 18.9345 | 48.0362 | 0.19307
|  |  | 15.4144 | 4.0876 | -11.3268 | 0 | 0 | 11.3268 | 94.3803 | 4.0876 | 0 | 0 | 0 | 0 | 15.4144 | 30.9091 | 4.0876
|  |  | 11.7376 | 14.5442 | 2.8066 | 0 | 2.8066 | 0 | 96.9063 | 11.7376 | 0 | 0 | 0 | 0 | 11.7376 | 17.8673 | 11.7376
|  |  | 16.1057 | 30.702 | 14.5963 | 0.025182 | 14.5963 | 0 | 110.0429 | 16.1057 | 0 | 0 | 0.025182 | 0 | 16.0806 | 0 | 16.1057
|  |  | 19.9504 | 50.3993 | 30.4489 | 65.5496 | 30.4489 | 0 | 137.4469 | 19.9504 | 0 | 45.5993 | 19.9504 | 0 | 0 | 0 | 19.9504
|  |  | 26.3005 | 70.3242 | 44.0237 | 144.1941 | 44.0237 | 0 | 177.0682 | 26.3005 | 0 | 117.8936 | 26.3005 | 0 | 0 | 0 | 26.3005
|  |  | 31.0713 | 88.9072 | 57.8359 | 205.916 | 57.8359 | 0 | 229.1206 | 31.0713 | 0 | 174.8448 | 31.0713 | 0 | 0 | 0 | 31.0713
|  |  | 33.2435 | 99.3477 | 66.1041 | 261.9468 | 66.1041 | 0 | 288.6143 | 33.2435 | 0 | 228.7032 | 33.2435 | 0 | 0 | 0 | 33.2435
|  |  | 33.9264 | 101.1382 | 67.2117 | 179.122 | 67.2117 | 0 | 349.1049 | 33.9264 | 0 | 145.1956 | 33.9264 | 0 | 0 | 0 | 33.9264
|  |  | 35.3688 | 101.7354 | 66.3666 | 179.8019 | 37.2382 | 0 | 382.6192 | 64.4972 | 29.1284 | 144.4332 | 35.3688 | 0 | 0 | 0 | 64.4972
|  |  | 34.1685 | 97.6522 | 63.4837 | 175.1684 | 0 | 0 | 382.6192 | 97.6522 | 63.4837 | 30.364 | 34.1685 | 110.6359 | 0 | 99.5723 | 97.6522
|  |  | 35.1159 | 90.2076 | 55.0917 | 165.1458 | 0 | 0 | 382.6192 | 90.2076 | 55.0917 | 0 | 35.1159 | 130.0299 | 0 | 216.5992 | 90.2076
|  |  | 40.4938 | 76.6291 | 36.1353 | 134.8515 | 0 | 0 | 382.6192 | 76.6291 | 36.1353 | 0 | 40.4938 | 94.3576 | 0 | 301.5211 | 76.6291
|  |  | 46.2897 | 59.1663 | 12.8766 | 83.2025 | 0 | 0 | 382.6192 | 59.1663 | 12.8766 | 0 | 46.2897 | 36.9128 | 0 | 334.7426 | 59.1663
|  |  | 46.7678 | 43.1905 | -3.5772 | 41.425 | 0 | 3.5772 | 378.6445 | 43.1905 | 0 | 0 | 41.425 | 0 | 5.3428 | 328.8062 | 43.1905
|  |  | 41.1187 | 25.1469 | -15.9718 | 1.5361 | 0 | 15.9718 | 360.8981 | 25.1469 | 0 | 0 | 1.5361 | 0 | 39.5826 | 284.8255 | 25.1469
|  |  | 30.6708 | 9.6436 | -21.0271 | 0 | 0 | 21.0271 | 337.5346 | 9.6436 | 0 | 0 | 0 | 0 | 30.6708 | 250.7469 | 9.6436
|  |  | 23.3615 | 1.5798 | -21.7817 | 0 | 0 | 21.7817 | 313.3327 | 1.5798 | 0 | 0 | 0 | 0 | 23.3615 | 224.7897 | 1.5798
|  |  | 23.6941 | 0 | -23.6941 | 0 | 0 | 23.6941 | 287.0059 | 0 | 0 | 0 | 0 | 0 | 23.6941 | 198.4628 | 0
|  |  | 24.2768 | 0 | -24.2768 | 0 | 0 | 24.2768 | 260.0316 | 0 | 0 | 0 | 0 | 0 | 24.2768 | 171.4886 | 0
|  |  | 24.5562 | 0 | -24.5562 | 0 | 0 | 24.5562 | 232.747 | 0 | 0 | 0 | 0 | 0 | 24.5562 | 144.204 | 0
|  |  | 24.0861 | 0 | -24.0861 | 0 | 0 | 24.0861 | 205.9847 | 0 | 0 | 0 | 0 | 0 | 24.0861 | 117.4416 | 0
|  |  | 22.6294 | 0 | -22.6294 | 0 | 0 | 22.6294 | 180.8409 | 0 | 0 | 0 | 0 | 0 | 22.6294 | 92.2979 | 0
|  |  | 20.8758 | 0 | -20.8758 | 0 | 0 | 20.8758 | 157.6457 | 0 | 0 | 0 | 0 | 0 | 20.8758 | 69.1026 | 0
|  |  | 18.9345 | 0.14132 | -18.7932 | 0 | 0 | 18.7932 | 136.7643 | 0.14132 | 0 | 0 | 0 | 0 | 18.9345 | 48.0642 | 0.14132
|  |  | 15.4144 | 4.1893 | -11.2251 | 0 | 0 | 11.2251 | 124.292 | 4.1893 | 0 | 0 | 0 | 0 | 15.4144 | 30.9371 | 4.1893
|  |  | 11.7376 | 16.3989 | 4.6613 | 0 | 4.6613 | 0 | 128.4871 | 11.7376 | 0 | 0 | 0 | 0 | 11.7376 | 17.8953 | 11.7376
|  |  | 16.1057 | 34.8673 | 18.7615 | 0 | 18.7615 | 0 | 145.3725 | 16.1057 | 0 | 0 | 0 | 0 | 16.1057 | 0 | 16.1057
|  |  | 19.9504 | 55.1843 | 35.2339 | 31.7298 | 35.2339 | 0 | 177.083 | 19.9504 | 0 | 11.7794 | 19.9504 | 0 | 0 | 0 | 19.9504
|  |  | 26.3005 | 74.9212 | 48.6206 | 74.9427 | 48.6206 | 0 | 220.8416 | 26.3005 | 0 | 48.6421 | 26.3005 | 0 | 0 | 0 | 26.3005
|  |  | 31.0713 | 95.4295 | 64.3583 | 108.3848 | 64.3583 | 0 | 278.7641 | 31.0713 | 0 | 77.3135 | 31.0713 | 0 | 0 | 0 | 31.0713
|  |  | 33.2435 | 112.144 | 78.9004 | 132.8117 | 78.9004 | 0 | 349.7744 | 33.2435 | 0 | 99.5682 | 33.2435 | 0 | 0 | 0 | 33.2435
|  |  | 33.9264 | 118.4633 | 84.5368 | 150.0364 | 36.4942 | 0 | 382.6192 | 81.969 | 48.0426 | 116.11 | 33.9264 | 0 | 0 | 0 | 81.969
|  |  | 35.3688 | 118.0977 | 82.7289 | 156.4327 | 0 | 0 | 382.6192 | 118.0977 | 82.7289 | 40.601 | 35.3688 | 80.4629 | 0 | 72.4166 | 118.0977
|  |  | 34.1685 | 111.7083 | 77.5398 | 148.9536 | 0 | 0 | 382.6192 | 111.7083 | 77.5398 | 0 | 34.1685 | 114.785 | 0 | 175.7232 | 111.7083
|  |  | 35.1159 | 96.1403 | 61.0244 | 152.4539 | 0 | 0 | 382.6192 | 96.1403 | 61.0244 | 0 | 35.1159 | 117.338 | 0 | 281.3274 | 96.1403
|  |  | 40.4938 | 81.4754 | 40.9815 | 92.9984 | 0 | 0 | 382.6192 | 81.4754 | 40.9815 | 0 | 40.4938 | 52.5046 | 0 | 328.5815 | 81.4754
|  |  | 46.2897 | 68.6999 | 22.4103 | 64.2653 | 0 | 0 | 382.6192 | 68.6999 | 22.4103 | 0 | 46.2897 | 17.9757 | 0 | 344.7596 | 68.6999
|  |  | 46.7678 | 49.934 | 3.1662 | 32.9637 | 0 | 0 | 382.6192 | 49.934 | 3.1662 | 0 | 32.9637 | 0 | 13.8041 | 329.4217 | 49.934
|  |  | 41.1187 | 27.595 | -13.5237 | 0.98211 | 0 | 13.5237 | 367.5929 | 27.595 | 0 | 0 | 0.98211 | 0 | 40.1366 | 284.8255 | 27.595
|  |  | 30.6708 | 9.5268 | -21.144 | 0 | 0 | 21.144 | 344.0996 | 9.5268 | 0 | 0 | 0 | 0 | 30.6708 | 250.7469 | 9.5268
|  |  | 23.3615 | 1.6072 | -21.7543 | 0 | 0 | 21.7543 | 319.9281 | 1.6072 | 0 | 0 | 0 | 0 | 23.3615 | 224.7897 | 1.6072
|  |  | 23.6941 | 0 | -23.6941 | 0 | 0 | 23.6941 | 293.6013 | 0 | 0 | 0 | 0 | 0 | 23.6941 | 198.4628 | 0
|  |  | 24.2768 | 0 | -24.2768 | 0 | 0 | 24.2768 | 266.627 | 0 | 0 | 0 | 0 | 0 | 24.2768 | 171.4886 | 0
|  |  | 24.5562 | 0 | -24.5562 | 0 | 0 | 24.5562 | 239.3424 | 0 | 0 | 0 | 0 | 0 | 24.5562 | 144.204 | 0
|  |  | 24.0861 | 0 | -24.0861 | 0 | 0 | 24.0861 | 212.5801 | 0 | 0 | 0 | 0 | 0 | 24.0861 | 117.4416 | 0
|  |  | 22.6294 | 0 | -22.6294 | 0 | 0 | 22.6294 | 187.4363 | 0 | 0 | 0 | 0 | 0 | 22.6294 | 92.2979 | 0
|  |  | 20.8758 | 0 | -20.8758 | 0 | 0 | 20.8758 | 164.2411 | 0 | 0 | 0 | 0 | 0 | 20.8758 | 69.1026 | 0
|  |  | 18.9345 | 0.10359 | -18.8309 | 0 | 0 | 18.8309 | 143.3178 | 0.10359 | 0 | 0 | 0 | 0 | 18.9345 | 48.0642 | 0.10359
|  |  | 15.4144 | 4.6876 | -10.7268 | 0 | 0 | 10.7268 | 131.3991 | 4.6876 | 0 | 0 | 0 | 0 | 15.4144 | 30.9371 | 4.6876
|  |  | 11.7376 | 17.482 | 5.7444 | 0 | 5.7444 | 0 | 136.569 | 11.7376 | 0 | 0 | 0 | 0 | 11.7376 | 17.8953 | 11.7376
|  |  | 16.1057 | 36.3386 | 20.2329 | 0 | 20.2329 | 0 | 154.7786 | 16.1057 | 0 | 0 | 0 | 0 | 16.1057 | -2.7281e-15 | 16.1057
|  |  | 19.9504 | 56.6041 | 36.6537 | 59.4807 | 36.6537 | 0 | 187.767 | 19.9504 | 0 | 39.5303 | 19.9504 | 3.0312e-15 | 0 | 0 | 19.9504
|  |  | 26.3005 | 74.3321 | 48.0315 | 121.8574 | 48.0315 | 0 | 230.9954 | 26.3005 | 0 | 95.5568 | 26.3005 | 0 | 0 | 0 | 26.3005
|  |  | 31.0713 | 92.9199 | 61.8486 | 174.8158 | 61.8486 | 0 | 286.6591 | 31.0713 | 0 | 143.7446 | 31.0713 | 0 | 0 | 0 | 31.0713
|  |  | 33.2435 | 108.8907 | 75.6471 | 215.5861 | 75.6471 | 0 | 354.7415 | 33.2435 | 0 | 182.3425 | 33.2435 | 0 | 0 | 0 | 33.2435
|  |  | 33.9264 | 116.9497 | 83.0233 | 241.1713 | 30.9752 | 0 | 382.6192 | 85.9745 | 52.0481 | 207.2449 | 33.9264 | 0 | 0 | 0 | 85.9745
|  |  | 35.3688 | 120.6843 | 85.3156 | 251.4205 | 0 | 0 | 382.6192 | 120.6843 | 85.3156 | 216.0518 | 35.3688 | 0 | 0 | 0 | 120.6843
|  |  | 34.1685 | 115.4357 | 81.2672 | 245.5279 | 0 | 0 | 382.6192 | 115.4357 | 81.2672 | 211.3593 | 34.1685 | 0 | 0 | 0 | 115.4357
|  |  | 35.1159 | 102.3067 | 67.1908 | 224.9539 | 0 | 0 | 382.6192 | 102.3067 | 67.1908 | 107.9127 | 35.1159 | 81.9253 | 0 | 73.7327 | 102.3067
|  |  | 40.4938 | 86.0638 | 45.5699 | 190.1771 | 0 | 0 | 382.6192 | 86.0638 | 45.5699 | 0 | 40.4938 | 149.6832 | 0 | 208.4477 | 86.0638
|  |  | 46.2897 | 65.2888 | 18.9991 | 142.6076 | 0 | 0 | 382.6192 | 65.2888 | 18.9991 | 0 | 46.2897 | 96.318 | 0 | 295.1338 | 65.2888
|  |  | 46.7678 | 43.5065 | -3.2613 | 83.9328 | 0 | 3.2613 | 378.9956 | 43.5065 | 0 | 0 | 46.7678 | 37.165 | 0 | 328.5823 | 43.5065
|  |  | 41.1187 | 23.4178 | -17.7009 | 1.7376 | 0 | 17.7009 | 359.328 | 23.4178 | 0 | 0 | 1.7376 | 0 | 39.3811 | 284.8255 | 23.4178
|  |  | 30.6708 | 8.3093 | -22.3614 | 0 | 0 | 22.3614 | 334.4819 | 8.3093 | 0 | 0 | 0 | 0 | 30.6708 | 250.7469 | 8.3093
|  |  | 23.3615 | 1.428 | -21.9335 | 0 | 0 | 21.9335 | 310.1113 | 1.428 | 0 | 0 | 0 | 0 | 23.3615 | 224.7897 | 1.428
|  |  | 23.6941 | 0 | -23.6941 | 0 | 0 | 23.6941 | 283.7845 | 0 | 0 | 0 | 0 | 0 | 23.6941 | 198.4628 | 0
|  |  | 24.2768 | 0 | -24.2768 | 0 | 0 | 24.2768 | 256.8103 | 0 | 0 | 0 | 0 | 0 | 24.2768 | 171.4886 | 0
|  |  | 24.5562 | 0 | -24.5562 | 0 | 0 | 24.5562 | 229.5256 | 0 | 0 | 0 | 0 | 0 | 24.5562 | 144.204 | 0
|  |  | 24.0861 | 0 | -24.0861 | 0 | 0 | 24.0861 | 202.7633 | 0 | 0 | 0 | 0 | 0 | 24.0861 | 117.4416 | 0
|  |  | 22.6294 | 0 | -22.6294 | 0 | 0 | 22.6294 | 177.6196 | 0 | 0 | 0 | 0 | 0 | 22.6294 | 92.2979 | 0
|  |  | 20.8758 | 0 | -20.8758 | 0 | 0 | 20.8758 | 154.4243 | 0 | 0 | 0 | 0 | 0 | 20.8758 | 69.1026 | 0
|  |  | 18.9345 | 0.066284 | -18.8682 | 0 | 0 | 18.8682 | 133.4596 | 0.066284 | 0 | 0 | 0 | 0 | 18.9345 | 48.0642 | 0.066284
|  |  | 15.4144 | 4.1082 | -11.3062 | 0 | 0 | 11.3062 | 120.8971 | 4.1082 | 0 | 0 | 0 | 0 | 15.4144 | 30.9371 | 4.1082
|  |  | 11.7376 | 14.2394 | 2.5018 | 0 | 2.5018 | 0 | 123.1487 | 11.7376 | 0 | 0 | 0 | 0 | 11.7376 | 17.8953 | 11.7376
|  |  | 16.1057 | 28.8123 | 12.7066 | 0 | 12.7066 | 0 | 134.5847 | 16.1057 | 0 | 0 | 0 | 0 | 16.1057 | 0 | 16.1057
|  |  | 19.9504 | 50.5938 | 30.6435 | 41.7271 | 30.6435 | 0 | 162.1638 | 19.9504 | 0 | 21.7768 | 19.9504 | 0 | 0 | 0 | 19.9504
|  |  | 26.3005 | 74.2251 | 47.9246 | 84.2853 | 47.9246 | 0 | 205.2959 | 26.3005 | 0 | 57.9848 | 26.3005 | 0 | 0 | 0 | 26.3005
|  |  | 31.0713 | 86.615 | 55.5437 | 116.0906 | 55.5437 | 0 | 255.2852 | 31.0713 | 0 | 85.0193 | 31.0713 | 0 | 0 | 0 | 31.0713
|  |  | 33.2435 | 97.0277 | 63.7842 | 160.2353 | 63.7842 | 0 | 312.691 | 33.2435 | 0 | 126.9917 | 33.2435 | 0 | 0 | 0 | 33.2435
|  |  | 33.9264 | 107.7882 | 73.8617 | 169.6535 | 73.8617 | 0 | 379.1666 | 33.9264 | 0 | 135.727 | 33.9264 | 0 | 0 | 0 | 33.9264
|  |  | 35.3688 | 107.6083 | 72.2396 | 187.407 | 3.8363 | 0 | 382.6192 | 103.772 | 68.4033 | 152.0382 | 35.3688 | 0 | 0 | 0 | 103.772
|  |  | 34.1685 | 101.6959 | 67.5273 | 184.1081 | 0 | 0 | 382.6192 | 101.6959 | 67.5273 | 20.3663 | 34.1685 | 129.5733 | 0 | 116.616 | 101.6959
|  |  | 35.1159 | 92.9939 | 57.878 | 151.0941 | 0 | 0 | 382.6192 | 92.9939 | 57.878 | 0 | 35.1159 | 115.9782 | 0 | 220.9963 | 92.9939
|  |  | 40.4938 | 78.5059 | 38.0121 | 130.3186 | 0 | 0 | 382.6192 | 78.5059 | 38.0121 | 0 | 40.4938 | 89.8248 | 0 | 301.8387 | 78.5059
|  |  | 46.2897 | 59.7904 | 13.5008 | 79.8029 | 0 | 0 | 382.6192 | 59.7904 | 13.5008 | 0 | 46.2897 | 33.5132 | 0 | 332.0005 | 59.7904
|  |  | 46.7678 | 40.9633 | -5.8045 | 44.4972 | 0 | 5.8045 | 376.1698 | 40.9633 | 0 | 0 | 44.4972 | 0 | 2.2706 | 329.4777 | 40.9633
|  |  | 41.1187 | 22.3314 | -18.7873 | 0.93175 | 0 | 18.7873 | 355.295 | 22.3314 | 0 | 0 | 0.93175 | 0 | 40.1869 | 284.8255 | 22.3314
|  |  | 30.6708 | 7.8376 | -22.8332 | 0 | 0 | 22.8332 | 329.9248 | 7.8376 | 0 | 0 | 0 | 0 | 30.6708 | 250.7469 | 7.8376
|  |  | 23.3615 | 1.408 | -21.9535 | 0 | 0 | 21.9535 | 305.532 | 1.408 | 0 | 0 | 0 | 0 | 23.3615 | 224.7897 | 1.408
|  |  | 23.6941 | 0 | -23.6941 | 0 | 0 | 23.6941 | 279.2052 | 0 | 0 | 0 | 0 | 0 | 23.6941 | 198.4628 | 0
|  |  | 24.2768 | 0 | -24.2768 | 0 | 0 | 24.2768 | 252.2309 | 0 | 0 | 0 | 0 | 0 | 24.2768 | 171.4886 | 0
|  |  | 24.5562 | 0 | -24.5562 | 0 | 0 | 24.5562 | 224.9463 | 0 | 0 | 0 | 0 | 0 | 24.5562 | 144.204 | 0
|  |  | 24.0861 | 0 | -24.0861 | 0 | 0 | 24.0861 | 198.184 | 0 | 0 | 0 | 0 | 0 | 24.0861 | 117.4416 | 0
|  |  | 22.6294 | 0 | -22.6294 | 0 | 0 | 22.6294 | 173.0402 | 0 | 0 | 0 | 0 | 0 | 22.6294 | 92.2979 | 0
|  |  | 20.8758 | 0 | -20.8758 | 0 | 0 | 20.8758 | 149.8449 | 0 | 0 | 0 | 0 | 0 | 20.8758 | 69.1026 | 0
|  |  | 18.9345 | 0.04646 | -18.8881 | 0 | 0 | 18.8881 | 128.8582 | 0.04646 | 0 | 0 | 0 | 0 | 18.9345 | 48.0642 | 0.04646
|  |  | 15.4144 | 3.6704 | -11.7441 | 0 | 0 | 11.7441 | 115.8092 | 3.6704 | 0 | 0 | 0 | 0 | 15.4144 | 30.9371 | 3.6704
|  |  | 11.7376 | 14.4439 | 2.7063 | 0 | 2.7063 | 0 | 118.2449 | 11.7376 | 0 | 0 | 0 | 0 | 11.7376 | 17.8953 | 11.7376
|  |  | 16.1057 | 31.2275 | 15.1217 | 0 | 15.1217 | 0 | 131.8544 | 16.1057 | 0 | 0 | 0 | 0 | 16.1057 | 0 | 16.1057
|  |  | 19.9504 | 51.1829 | 31.2325 | 65.1971 | 31.2325 | 0 | 159.9637 | 19.9504 | 0 | 45.2467 | 19.9504 | 0 | 0 | 0 | 19.9504
|  |  | 26.3005 | 70.7985 | 44.498 | 138.5029 | 44.498 | 0 | 200.0119 | 26.3005 | 0 | 112.2024 | 26.3005 | 0 | 0 | 0 | 26.3005
|  |  | 31.0713 | 80.3095 | 49.2382 | 199.4694 | 49.2382 | 0 | 244.3262 | 31.0713 | 0 | 168.3981 | 31.0713 | 0 | 0 | 0 | 31.0713
|  |  | 33.2435 | 85.1278 | 51.8843 | 247.9706 | 51.8843 | 0 | 291.0221 | 33.2435 | 0 | 214.727 | 33.2435 | 0 | 0 | 0 | 33.2435
|  |  | 33.9264 | 94.6703 | 60.7439 | 280.5565 | 60.7439 | 0 | 345.6916 | 33.9264 | 0 | 246.6301 | 33.9264 | 0 | 0 | 0 | 33.9264
|  |  | 35.3688 | 105.2488 | 69.88 | 297.1265 | 41.0308 | 0 | 382.6192 | 64.218 | 28.8492 | 261.7577 | 35.3688 | 0 | 0 | 0 | 64.218
|  |  | 34.1685 | 109.4174 | 75.2489 | 295.1119 | 0 | 0 | 382.6192 | 109.4174 | 75.2489 | 260.9434 | 34.1685 | 0 | 0 | 0 | 109.4174
|  |  | 35.1159 | 101.331 | 66.2151 | 276.4014 | 0 | 0 | 382.6192 | 101.331 | 66.2151 | 241.2855 | 35.1159 | 0 | 0 | 0 | 101.331
|  |  | 40.4938 | 85.0707 | 44.5769 | 239.0056 | 0 | 0 | 382.6192 | 85.0707 | 44.5769 | 1.9615 | 40.4938 | 196.5504 | 0 | 176.8953 | 85.0707
|  |  | 46.2897 | 66.7336 | 20.4439 | 178.0392 | 0 | 0 | 382.6192 | 66.7336 | 20.4439 | 0 | 46.2897 | 131.7495 | 0 | 295.4699 | 66.7336
|  |  | 46.7678 | 46.0593 | -0.70845 | 103.1217 | 0 | 0.70845 | 381.8321 | 46.0593 | 0 | 0 | 46.7678 | 56.3539 | 0 | 346.1884 | 46.0593
|  |  | 41.1187 | 24.567 | -16.5517 | 4.6839 | 0 | 16.5517 | 363.4413 | 24.567 | 0 | 0 | 4.6839 | 0 | 36.4348 | 305.7053 | 24.567
|  |  | 30.6708 | 8.978 | -21.6928 | 0 | 0 | 21.6928 | 339.3382 | 8.978 | 0 | 0 | 0 | 0 | 30.6708 | 271.6267 | 8.978
|  |  | 23.3615 | 1.474 | -21.8876 | 0 | 0 | 21.8876 | 315.0187 | 1.474 | 0 | 0 | 0 | 0 | 23.3615 | 245.6695 | 1.474
|  |  | 23.6941 | 0 | -23.6941 | 0 | 0 | 23.6941 | 288.6919 | 0 | 0 | 0 | 0 | 0 | 23.6941 | 219.3427 | 0
|  |  | 24.2768 | 0 | -24.2768 | 0 | 0 | 24.2768 | 261.7176 | 0 | 0 | 0 | 0 | 0 | 24.2768 | 192.3684 | 0
|  |  | 24.5562 | 0 | -24.5562 | 0 | 0 | 24.5562 | 234.433 | 0 | 0 | 0 | 0 | 0 | 24.5562 | 165.0838 | 0
|  |  | 30.2465 | 0 | -30.2465 | 0 | 0 | 30.2465 | 200.8258 | 0 | 0 | 0 | 0 | 0 | 30.2465 | 131.4766 | 0
|  |  | 28.1491 | 0 | -28.1491 | 0 | 0 | 28.1491 | 169.549 | 0 | 0 | 0 | 0 | 0 | 28.1491 | 100.1998 | 0
|  |  | 25.2107 | 0 | -25.2107 | 0 | 0 | 25.2107 | 141.5372 | 0 | 0 | 0 | 0 | 0 | 25.2107 | 72.1879 | 0
|  |  | 21.4417 | 0.25105 | -21.1906 | 0 | 0 | 21.1906 | 117.992 | 0.25105 | 0 | 0 | 0 | 0 | 21.4417 | 48.3639 | 0.25105
|  |  | 17.5188 | 3.392 | -14.1268 | 0 | 0 | 14.1268 | 102.2956 | 3.392 | 0 | 0 | 0 | 0 | 17.5188 | 28.8985 | 3.392
|  |  | 14.3414 | 13.2648 | -1.0765 | 0 | 0 | 1.0765 | 101.0994 | 13.2648 | 0 | 0 | 0 | 0 | 14.3414 | 12.9636 | 13.2648
|  |  | 11.6673 | 29.6488 | 17.9815 | 0 | 17.9815 | 0 | 117.2828 | 11.6673 | 0 | 0 | 0 | 0 | 11.6673 | 0 | 11.6673
|  |  | 9.167 | 47.9794 | 38.8125 | 48.5264 | 38.8125 | 0 | 152.214 | 9.167 | 0 | 39.3594 | 9.167 | 0 | 0 | 0 | 9.167
|  |  | 7.1962 | 64.2603 | 57.0641 | 104.8593 | 57.0641 | 0 | 203.5717 | 7.1962 | 0 | 97.6631 | 7.1962 | 0 | 0 | 0 | 7.1962
|  |  | 6.03 | 82.6759 | 76.6459 | 153.7382 | 76.6459 | 0 | 272.553 | 6.03 | 0 | 147.7082 | 6.03 | 0 | 0 | 0 | 6.03
|  |  | 6.0645 | 102.8762 | 96.8117 | 189.2453 | 96.8117 | 0 | 359.6836 | 6.0645 | 0 | 183.1809 | 6.0645 | 0 | 0 | 0 | 6.0645
|  |  | 6.9622 | 114.301 | 107.3388 | 213.7226 | 25.4841 | 0 | 382.6192 | 88.8169 | 81.8547 | 206.7604 | 6.9622 | 0 | 0 | 0 | 88.8169
|  |  | 9.2104 | 117.7411 | 108.5307 | 232.2316 | 0 | 0 | 382.6192 | 117.7411 | 108.5307 | 223.0212 | 9.2104 | 0 | 0 | 0 | 117.7411
|  |  | 12.2202 | 116.0222 | 103.802 | 229.8141 | 0 | 0 | 382.6192 | 116.0222 | 103.802 | 217.5939 | 12.2202 | 0 | 0 | 0 | 116.0222
|  |  | 15.3949 | 107.6724 | 92.2775 | 213.093 | 0 | 0 | 382.6192 | 107.6724 | 92.2775 | 91.5624 | 15.3949 | 106.1357 | 0 | 95.5221 | 107.6724
|  |  | 18.6761 | 90.0237 | 71.3476 | 179.4494 | 0 | 0 | 382.6192 | 90.0237 | 71.3476 | 0 | 18.6761 | 160.7733 | 0 | 240.2181 | 90.0237
|  |  | 22.1391 | 67.2129 | 45.0737 | 128.5811 | 0 | 0 | 382.6192 | 67.2129 | 45.0737 | 0 | 22.1391 | 106.4419 | 0 | 336.0159 | 67.2129
|  |  | 26.0591 | 46.369 | 20.3099 | 75.0182 | 0 | 0 | 382.6192 | 46.369 | 20.3099 | 0 | 26.0591 | 48.9591 | 0 | 380.079 | 46.369
|  |  | 29.8278 | 25.9712 | -3.8567 | 2.065 | 0 | 3.8567 | 378.3341 | 25.9712 | 0 | 0 | 2.065 | 0 | 27.7629 | 349.2314 | 25.9712
|  |  | 32.3465 | 9.3016 | -23.0449 | 0 | 0 | 23.0449 | 352.7286 | 9.3016 | 0 | 0 | 0 | 0 | 32.3465 | 313.2909 | 9.3016
|  |  | 33.6507 | 1.4244 | -32.2263 | 0 | 0 | 32.2263 | 316.9216 | 1.4244 | 0 | 0 | 0 | 0 | 33.6507 | 275.9012 | 1.4244
|  |  | 34.0882 | 0.010522 | -34.0777 | 0 | 0 | 34.0777 | 279.0575 | 0.010522 | 0 | 0 | 0 | 0 | 34.0882 | 238.0254 | 0.010522
|  |  | 33.501 | 0 | -33.501 | 0 | 0 | 33.501 | 241.8342 | 0 | 0 | 0 | 0 | 0 | 33.501 | 200.8021 | 0
|  |  | 32.1465 | 0 | -32.1465 | 0 | 0 | 32.1465 | 206.1159 | 0 | 0 | 0 | 0 | 0 | 32.1465 | 165.0838 | 0
|  |  | 30.2465 | 0 | -30.2465 | 0 | 0 | 30.2465 | 172.5087 | 0 | 0 | 0 | 0 | 0 | 30.2465 | 131.4766 | 0
|  |  | 28.1491 | 0 | -28.1491 | 0 | 0 | 28.1491 | 141.2319 | 0 | 0 | 0 | 0 | 0 | 28.1491 | 100.1998 | 0
|  |  | 25.2107 | 0 | -25.2107 | 0 | 0 | 25.2107 | 113.2201 | 0 | 0 | 0 | 0 | 0 | 25.2107 | 72.1879 | 0
|  |  | 21.4417 | 0.29208 | -21.1496 | 0 | 0 | 21.1496 | 89.7205 | 0.29208 | 0 | 0 | 0 | 0 | 21.4417 | 48.3639 | 0.29208
|  |  | 17.5188 | 3.891 | -13.6279 | 0 | 0 | 13.6279 | 74.5784 | 3.891 | 0 | 0 | 0 | 0 | 17.5188 | 28.8985 | 3.891
|  |  | 14.3414 | 14.863 | 0.52162 | 0 | 0.52162 | 0 | 75.0479 | 14.3414 | 0 | 0 | 0 | 0 | 14.3414 | 12.9636 | 14.3414
|  |  | 11.6673 | 29.7231 | 18.0558 | 0 | 18.0558 | 0 | 91.2981 | 11.6673 | 0 | 0 | 0 | 0 | 11.6673 | 0 | 11.6673
|  |  | 9.167 | 47.5073 | 38.3403 | 61.4197 | 38.3403 | 0 | 125.8044 | 9.167 | 0 | 52.2528 | 9.167 | 0 | 0 | 0 | 9.167
|  |  | 7.1962 | 66.2192 | 59.023 | 128.3796 | 59.023 | 0 | 178.9251 | 7.1962 | 0 | 121.1834 | 7.1962 | 0 | 0 | 0 | 7.1962
|  |  | 6.03 | 81.4635 | 75.4335 | 186.299 | 75.4335 | 0 | 246.8152 | 6.03 | 0 | 180.269 | 6.03 | 0 | 0 | 0 | 6.03
|  |  | 6.0645 | 98.7764 | 92.7119 | 230.8969 | 92.7119 | 0 | 330.256 | 6.0645 | 0 | 224.8325 | 6.0645 | 0 | 0 | 0 | 6.0645
|  |  | 6.9622 | 113.1602 | 106.1981 | 259.4285 | 58.1814 | 0 | 382.6192 | 54.9788 | 48.0166 | 252.4663 | 6.9622 | 0 | 0 | 0 | 54.9788
|  |  | 9.2104 | 113.1641 | 103.9537 | 271.3398 | 0 | 0 | 382.6192 | 113.1641 | 103.9537 | 262.1293 | 9.2104 | 0 | 0 | 0 | 113.1641
|  |  | 12.2202 | 107.0467 | 94.8264 | 265.5478 | 0 | 0 | 382.6192 | 107.0467 | 94.8264 | 253.3276 | 12.2202 | 0 | 0 | 0 | 107.0467
|  |  | 15.3949 | 102.275 | 86.8801 | 242.1786 | 0 | 0 | 382.6192 | 102.275 | 86.8801 | 203.4976 | 15.3949 | 23.2861 | 0 | 20.9575 | 102.275
|  |  | 18.6761 | 89.6237 | 70.9476 | 203.4734 | 0 | 0 | 382.6192 | 89.6237 | 70.9476 | 0 | 18.6761 | 184.7973 | 0 | 187.275 | 89.6237
|  |  | 22.1391 | 69.6982 | 47.5591 | 151.4718 | 0 | 0 | 382.6192 | 69.6982 | 47.5591 | 0 | 22.1391 | 129.3327 | 0 | 303.6744 | 69.6982
|  |  | 26.0591 | 47.409 | 21.3499 | 88.1886 | 0 | 0 | 382.6192 | 47.409 | 21.3499 | 0 | 26.0591 | 62.1294 | 0 | 359.5909 | 47.409
|  |  | 29.8278 | 25.0535 | -4.7743 | 1.7124 | 0 | 4.7743 | 377.3145 | 25.0535 | 0 | 0 | 1.7124 | 0 | 28.1154 | 328.3516 | 25.0535
|  |  | 32.3465 | 8.8336 | -23.5129 | 0 | 0 | 23.5129 | 351.1891 | 8.8336 | 0 | 0 | 0 | 0 | 32.3465 | 292.411 | 8.8336
|  |  | 33.6507 | 1.3985 | -32.2522 | 0 | 0 | 32.2522 | 315.3533 | 1.3985 | 0 | 0 | 0 | 0 | 33.6507 | 255.0214 | 1.3985
|  |  | 34.0882 | 0 | -34.0882 | 0 | 0 | 34.0882 | 277.4775 | 0 | 0 | 0 | 0 | 0 | 34.0882 | 217.1456 | 0
|  |  | 33.501 | 0 | -33.501 | 0 | 0 | 33.501 | 240.2542 | 0 | 0 | 0 | 0 | 0 | 33.501 | 179.9223 | 0
|  |  | 32.1465 | 0 | -32.1465 | 0 | 0 | 32.1465 | 204.5359 | 0 | 0 | 0 | 0 | 0 | 32.1465 | 144.204 | 0
|  |  | 24.0861 | 0 | -24.0861 | 0 | 0 | 24.0861 | 177.7736 | 0 | 0 | 0 | 0 | 0 | 24.0861 | 117.4416 | 0
|  |  | 22.6294 | 0 | -22.6294 | 0 | 0 | 22.6294 | 152.6298 | 0 | 0 | 0 | 0 | 0 | 22.6294 | 92.2979 | 0
|  |  | 20.8758 | 0 | -20.8758 | 0 | 0 | 20.8758 | 129.4345 | 0 | 0 | 0 | 0 | 0 | 20.8758 | 69.1026 | 0
|  |  | 18.9345 | 0.26781 | -18.6667 | 0 | 0 | 18.6667 | 108.6937 | 0.26781 | 0 | 0 | 0 | 0 | 18.9345 | 48.0642 | 0.26781
|  |  | 15.4144 | 3.7017 | -11.7128 | 0 | 0 | 11.7128 | 95.6796 | 3.7017 | 0 | 0 | 0 | 0 | 15.4144 | 30.9371 | 3.7017
|  |  | 11.7376 | 14.8549 | 3.1172 | 0 | 3.1172 | 0 | 98.4851 | 11.7376 | 0 | 0 | 0 | 0 | 11.7376 | 17.8953 | 11.7376
|  |  | 16.1057 | 31.327 | 15.2213 | 0 | 15.2213 | 0 | 112.1842 | 16.1057 | 0 | 0 | 0 | 0 | 16.1057 | 0 | 16.1057
|  |  | 19.9504 | 49.3433 | 29.3929 | 61.3946 | 29.3929 | 0 | 138.6379 | 19.9504 | 0 | 41.4442 | 19.9504 | 0 | 0 | 0 | 19.9504
|  |  | 26.3005 | 74.2831 | 47.9826 | 130.3438 | 47.9826 | 0 | 181.8222 | 26.3005 | 0 | 104.0433 | 26.3005 | 0 | 0 | 0 | 26.3005
|  |  | 31.0713 | 95.2144 | 64.1431 | 190.7563 | 64.1431 | 0 | 239.551 | 31.0713 | 0 | 159.685 | 31.0713 | 0 | 0 | 0 | 31.0713
|  |  | 33.2435 | 107.2469 | 74.0034 | 237.5703 | 74.0034 | 0 | 306.154 | 33.2435 | 0 | 204.3267 | 33.2435 | 0 | 0 | 0 | 33.2435
|  |  | 33.9264 | 115.7046 | 81.7781 | 267.5121 | 81.7781 | 0 | 379.7544 | 33.9264 | 0 | 233.5856 | 33.9264 | 0 | 0 | 0 | 33.9264
|  |  | 35.3688 | 115.964 | 80.5952 | 279.65 | 3.1832 | 0 | 382.6192 | 112.7808 | 77.412 | 244.2812 | 35.3688 | 0 | 0 | 0 | 112.7808
|  |  | 34.1685 | 108.3827 | 74.2142 | 274.3617 | 0 | 0 | 382.6192 | 108.3827 | 74.2142 | 240.1931 | 34.1685 | 0 | 0 | 0 | 108.3827
|  |  | 35.1159 | 99.1886 | 64.0727 | 250.3125 | 0 | 0 | 382.6192 | 99.1886 | 64.0727 | 173.0697 | 35.1159 | 42.1269 | 0 | 37.9142 | 99.1886
|  |  | 40.4938 | 88.7341 | 48.2403 | 210.5496 | 0 | 0 | 382.6192 | 88.7341 | 48.2403 | 0 | 40.4938 | 170.0558 | 0 | 190.9644 | 88.7341
|  |  | 46.2897 | 68.6734 | 22.3838 | 156.1054 | 0 | 0 | 382.6192 | 68.6734 | 22.3838 | 0 | 46.2897 | 109.8157 | 0 | 289.7985 | 68.6734
|  |  | 46.7678 | 43.8705 | -2.8973 | 89.6743 | 0 | 2.8973 | 379.4001 | 43.8705 | 0 | 0 | 46.7678 | 42.9066 | 0 | 328.4144 | 43.8705
|  |  | 41.1187 | 22.9881 | -18.1306 | 1.8887 | 0 | 18.1306 | 359.255 | 22.9881 | 0 | 0 | 1.8887 | 0 | 39.23 | 284.8255 | 22.9881
|  |  | 30.6708 | 8.275 | -22.3957 | 0 | 0 | 22.3957 | 334.3708 | 8.275 | 0 | 0 | 0 | 0 | 30.6708 | 250.7469 | 8.275
|  |  | 23.3615 | 1.2745 | -22.087 | 0 | 0 | 22.087 | 309.8297 | 1.2745 | 0 | 0 | 0 | 0 | 23.3615 | 224.7897 | 1.2745
|  |  | 23.6941 | 0 | -23.6941 | 0 | 0 | 23.6941 | 283.5029 | 0 | 0 | 0 | 0 | 0 | 23.6941 | 198.4628 | 0
|  |  | 24.2768 | 0 | -24.2768 | 0 | 0 | 24.2768 | 256.5286 | 0 | 0 | 0 | 0 | 0 | 24.2768 | 171.4886 | 0
|  |  | 24.5562 | 0 | -24.5562 | 0 | 0 | 24.5562 | 229.244 | 0 | 0 | 0 | 0 | 0 | 24.5562 | 144.204 | 0
|  |  | 24.0861 | 0 | -24.0861 | 0 | 0 | 24.0861 | 202.4817 | 0 | 0 | 0 | 0 | 0 | 24.0861 | 117.4416 | 0
|  |  | 22.6294 | 0 | -22.6294 | 0 | 0 | 22.6294 | 177.3379 | 0 | 0 | 0 | 0 | 0 | 22.6294 | 92.2979 | 0
|  |  | 20.8758 | 0 | -20.8758 | 0 | 0 | 20.8758 | 154.1426 | 0 | 0 | 0 | 0 | 0 | 20.8758 | 69.1026 | 0
|  |  | 18.9345 | 0.19369 | -18.7408 | 0 | 0 | 18.7408 | 133.3195 | 0.19369 | 0 | 0 | 0 | 0 | 18.9345 | 48.0642 | 0.19369
|  |  | 15.4144 | 3.3948 | -12.0196 | 0 | 0 | 12.0196 | 119.9644 | 3.3948 | 0 | 0 | 0 | 0 | 15.4144 | 30.9371 | 3.3948
|  |  | 11.7376 | 12.0697 | 0.33208 | 0 | 0.33208 | 0 | 120.2632 | 11.7376 | 0 | 0 | 0 | 0 | 11.7376 | 17.8953 | 11.7376
|  |  | 16.1057 | 27.4643 | 11.3586 | 0 | 11.3586 | 0 | 130.486 | 16.1057 | 0 | 0 | 0 | 0 | 16.1057 | 0 | 16.1057
|  |  | 19.9504 | 47.3243 | 27.3739 | 59.657 | 27.3739 | 0 | 155.1225 | 19.9504 | 0 | 39.7066 | 19.9504 | 0 | 0 | 0 | 19.9504
|  |  | 26.3005 | 66.4618 | 40.1612 | 126.642 | 40.1612 | 0 | 191.2676 | 26.3005 | 0 | 100.3415 | 26.3005 | 0 | 0 | 0 | 26.3005
|  |  | 31.0713 | 80.0459 | 48.9746 | 185.5435 | 48.9746 | 0 | 235.3447 | 31.0713 | 0 | 154.4722 | 31.0713 | 0 | 0 | 0 | 31.0713
|  |  | 33.2435 | 91.3992 | 58.1557 | 231.1236 | 58.1557 | 0 | 287.6848 | 33.2435 | 0 | 197.88 | 33.2435 | 0 | 0 | 0 | 33.2435
|  |  | 33.9264 | 100.829 | 66.9026 | 260.5869 | 66.9026 | 0 | 347.8972 | 33.9264 | 0 | 226.6605 | 33.9264 | 0 | 0 | 0 | 33.9264
|  |  | 35.3688 | 104.5896 | 69.2209 | 272.9263 | 38.5801 | 0 | 382.6192 | 66.0095 | 30.6408 | 237.5575 | 35.3688 | 0 | 0 | 0 | 66.0095
|  |  | 34.1685 | 103.6381 | 69.4696 | 267.4365 | 0 | 0 | 382.6192 | 103.6381 | 69.4696 | 233.268 | 34.1685 | 0 | 0 | 0 | 103.6381
|  |  | 35.1159 | 95.0046 | 59.8887 | 245.1501 | 0 | 0 | 382.6192 | 95.0046 | 59.8887 | 159.2741 | 35.1159 | 50.7601 | 0 | 45.6841 | 95.0046
|  |  | 40.4938 | 81.0147 | 40.5209 | 206.6715 | 0 | 0 | 382.6192 | 81.0147 | 40.5209 | 0 | 40.4938 | 166.1777 | 0 | 195.244 | 81.0147
|  |  | 46.2897 | 62.3967 | 16.1071 | 152.7309 | 0 | 0 | 382.6192 | 62.3967 | 16.1071 | 0 | 46.2897 | 106.4413 | 0 | 291.0411 | 62.3967
|  |  | 46.7678 | 38.9702 | -7.7975 | 88.1382 | 0 | 7.7975 | 373.9553 | 38.9702 | 0 | 0 | 46.7678 | 41.3704 | 0 | 328.2745 | 38.9702
|  |  | 41.1187 | 19.3025 | -21.8162 | 2.0146 | 0 | 21.8162 | 349.7151 | 19.3025 | 0 | 0 | 2.0146 | 0 | 39.1041 | 284.8255 | 19.3025
|  |  | 30.6708 | 6.9809 | -23.6898 | 0 | 0 | 23.6898 | 323.3931 | 6.9809 | 0 | 0 | 0 | 0 | 30.6708 | 250.7469 | 6.9809
|  |  | 23.3615 | 1.0529 | -22.3087 | 0 | 0 | 22.3087 | 298.6057 | 1.0529 | 0 | 0 | 0 | 0 | 23.3615 | 224.7897 | 1.0529
|  |  | 23.6941 | 0 | -23.6941 | 0 | 0 | 23.6941 | 272.2789 | 0 | 0 | 0 | 0 | 0 | 23.6941 | 198.4628 | 0
|  |  | 24.2768 | 0 | -24.2768 | 0 | 0 | 24.2768 | 245.3046 | 0 | 0 | 0 | 0 | 0 | 24.2768 | 171.4886 | 0
|  |  | 24.5562 | 0 | -24.5562 | 0 | 0 | 24.5562 | 218.02 | 0 | 0 | 0 | 0 | 0 | 24.5562 | 144.204 | 0
|  |  | 24.0861 | 0 | -24.0861 | 0 | 0 | 24.0861 | 191.2576 | 0 | 0 | 0 | 0 | 0 | 24.0861 | 117.4416 | 0
|  |  | 22.6294 | 0 | -22.6294 | 0 | 0 | 22.6294 | 166.1139 | 0 | 0 | 0 | 0 | 0 | 22.6294 | 92.2979 | 0
|  |  | 20.8758 | 0 | -20.8758 | 0 | 0 | 20.8758 | 142.9186 | 0 | 0 | 0 | 0 | 0 | 20.8758 | 69.1026 | 0
|  |  | 18.9345 | 0.2465 | -18.688 | 0 | 0 | 18.688 | 122.1541 | 0.2465 | 0 | 0 | 0 | 0 | 18.9345 | 48.0642 | 0.2465
|  |  | 15.4144 | 3.6529 | -11.7616 | 0 | 0 | 11.7616 | 109.0857 | 3.6529 | 0 | 0 | 0 | 0 | 15.4144 | 30.9371 | 3.6529
|  |  | 11.7376 | 13.7679 | 2.0303 | 0 | 2.0303 | 0 | 110.913 | 11.7376 | 0 | 0 | 0 | 0 | 11.7376 | 17.8953 | 11.7376
|  |  | 16.1057 | 30.6867 | 14.5809 | 0 | 14.5809 | 0 | 124.0358 | 16.1057 | 0 | 0 | 0 | 0 | 16.1057 | -2.7502e-15 | 16.1057
|  |  | 19.9504 | 50.3299 | 30.3795 | 61.4701 | 30.3795 | 0 | 151.3774 | 19.9504 | 0 | 41.5197 | 19.9504 | 3.0558e-15 | 0 | 0 | 19.9504
|  |  | 26.3005 | 70.0632 | 43.7627 | 129.7898 | 43.7627 | 0 | 190.7638 | 26.3005 | 0 | 103.4893 | 26.3005 | 0 | 0 | 0 | 26.3005
|  |  | 31.0713 | 87.8544 | 56.7831 | 188.4395 | 56.7831 | 0 | 241.8686 | 31.0713 | 0 | 157.3682 | 31.0713 | 0 | 0 | 0 | 31.0713
|  |  | 33.2435 | 104.0406 | 70.7971 | 233.5411 | 70.7971 | 0 | 305.586 | 33.2435 | 0 | 200.2975 | 33.2435 | 0 | 0 | 0 | 33.2435
|  |  | 33.9264 | 113.7415 | 79.815 | 263.1051 | 79.815 | 0 | 377.4195 | 33.9264 | 0 | 229.1787 | 33.9264 | 0 | 0 | 0 | 33.9264
|  |  | 35.3688 | 113.2444 | 77.8756 | 275.369 | 5.7775 | 0 | 382.6192 | 107.4669 | 72.0981 | 240.0002 | 35.3688 | 0 | 0 | 0 | 107.4669
|  |  | 34.1685 | 106.1149 | 71.9464 | 269.3504 | 0 | 0 | 382.6192 | 106.1149 | 71.9464 | 235.1818 | 34.1685 | 0 | 0 | 0 | 106.1149
|  |  | 35.1159 | 96.2322 | 61.1163 | 245.9056 | 0 | 0 | 382.6192 | 96.2322 | 61.1163 | 161.9599 | 35.1159 | 48.8298 | 0 | 43.9468 | 96.2322
|  |  | 40.4938 | 85.5262 | 45.0323 | 206.9989 | 0 | 0 | 382.6192 | 85.5262 | 45.0323 | 0 | 40.4938 | 166.505 | 0 | 193.8013 | 85.5262
|  |  | 46.2897 | 66.326 | 20.0363 | 153.713 | 0 | 0 | 382.6192 | 66.326 | 20.0363 | 0 | 46.2897 | 107.4234 | 0 | 290.4824 | 66.326
|  |  | 46.7678 | 43.0802 | -3.6875 | 89.07 | 0 | 3.6875 | 378.522 | 43.0802 | 0 | 0 | 46.7678 | 42.3022 | 0 | 328.5543 | 43.0802
|  |  | 41.1187 | 22.7905 | -18.3282 | 1.7628 | 0 | 18.3282 | 358.1574 | 22.7905 | 0 | 0 | 1.7628 | 0 | 39.3559 | 284.8255 | 22.7905
|  |  | 30.6708 | 7.5046 | -23.1661 | 0 | 0 | 23.1661 | 332.4172 | 7.5046 | 0 | 0 | 0 | 0 | 30.6708 | 250.7469 | 7.5046
|  |  | 23.3615 | 1.1297 | -22.2318 | 0 | 0 | 22.2318 | 307.7152 | 1.1297 | 0 | 0 | 0 | 0 | 23.3615 | 224.7897 | 1.1297
|  |  | 23.6941 | 0 | -23.6941 | 0 | 0 | 23.6941 | 281.3884 | 0 | 0 | 0 | 0 | 0 | 23.6941 | 198.4628 | 0
|  |  | 24.2768 | 0 | -24.2768 | 0 | 0 | 24.2768 | 254.4141 | 0 | 0 | 0 | 0 | 0 | 24.2768 | 171.4886 | 0
|  |  | 24.5562 | 0 | -24.5562 | 0 | 0 | 24.5562 | 227.1295 | 0 | 0 | 0 | 0 | 0 | 24.5562 | 144.204 | 0
|  |  | 24.0861 | 0 | -24.0861 | 0 | 0 | 24.0861 | 200.3672 | 0 | 0 | 0 | 0 | 0 | 24.0861 | 117.4416 | 0
|  |  | 22.6294 | 0 | -22.6294 | 0 | 0 | 22.6294 | 175.2234 | 0 | 0 | 0 | 0 | 0 | 22.6294 | 92.2979 | 0
|  |  | 20.8758 | 0 | -20.8758 | 0 | 0 | 20.8758 | 152.0281 | 0 | 0 | 0 | 0 | 0 | 20.8758 | 69.1026 | 0
|  |  | 18.9345 | 0.26702 | -18.6675 | 0 | 0 | 18.6675 | 131.2865 | 0.26702 | 0 | 0 | 0 | 0 | 18.9345 | 48.0642 | 0.26702
|  |  | 15.4144 | 4.1747 | -11.2398 | 0 | 0 | 11.2398 | 118.7978 | 4.1747 | 0 | 0 | 0 | 0 | 15.4144 | 30.9371 | 4.1747
|  |  | 11.7376 | 16.4047 | 4.6671 | 0 | 4.6671 | 0 | 122.9982 | 11.7376 | 0 | 0 | 0 | 0 | 11.7376 | 17.8953 | 11.7376
|  |  | 16.1057 | 35.6612 | 19.5554 | 0 | 19.5554 | 0 | 140.5981 | 16.1057 | 0 | 0 | 0 | 0 | 16.1057 | 0 | 16.1057
|  |  | 19.9504 | 53.5135 | 33.5631 | 58.8008 | 33.5631 | 0 | 170.8049 | 19.9504 | 0 | 38.8504 | 19.9504 | 0 | 0 | 0 | 19.9504
|  |  | 26.3005 | 70.7248 | 44.4242 | 106.9998 | 44.4242 | 0 | 210.7867 | 26.3005 | 0 | 80.6993 | 26.3005 | 0 | 0 | 0 | 26.3005
|  |  | 31.0713 | 89.0319 | 57.9606 | 130.5705 | 57.9606 | 0 | 262.9512 | 31.0713 | 0 | 99.4992 | 31.0713 | 0 | 0 | 0 | 31.0713
|  |  | 33.2435 | 102.1696 | 68.926 | 188.5402 | 68.926 | 0 | 324.9847 | 33.2435 | 0 | 155.2967 | 33.2435 | 0 | 0 | 0 | 33.2435
|  |  | 33.9264 | 114.3738 | 80.4473 | 257.968 | 64.0384 | 0 | 382.6192 | 50.3353 | 16.4089 | 224.0415 | 33.9264 | 0 | 0 | 0 | 50.3353
|  |  | 35.3688 | 124.6946 | 89.3258 | 291.9389 | 0 | 0 | 382.6192 | 124.6946 | 89.3258 | 256.5702 | 35.3688 | 0 | 0 | 0 | 124.6946
|  |  | 34.1685 | 121.8695 | 87.701 | 296.2451 | 0 | 0 | 382.6192 | 121.8695 | 87.701 | 262.0766 | 34.1685 | 0 | 0 | 0 | 121.8695
|  |  | 35.1159 | 108.1535 | 73.0376 | 270.3325 | 0 | 0 | 382.6192 | 108.1535 | 73.0376 | 165.8278 | 35.1159 | 69.3888 | 0 | 62.4499 | 108.1535
|  |  | 40.4938 | 91.5557 | 51.0619 | 192.6449 | 0 | 0 | 382.6192 | 91.5557 | 51.0619 | 0 | 40.4938 | 152.1511 | 0 | 199.3859 | 91.5557
|  |  | 46.2897 | 70.4926 | 24.2029 | 145.6295 | 0 | 0 | 382.6192 | 70.4926 | 24.2029 | 0 | 46.2897 | 99.3398 | 0 | 288.7918 | 70.4926
|  |  | 46.7678 | 46.363 | -0.40475 | 88.6167 | 0 | 0.40475 | 382.1695 | 46.363 | 0 | 0 | 46.7678 | 41.8489 | 0 | 326.4558 | 46.363
|  |  | 41.1187 | 25.0808 | -16.0379 | 3.6514 | 0 | 16.0379 | 364.3496 | 25.0808 | 0 | 0 | 3.6514 | 0 | 37.4672 | 284.8255 | 25.0808
|  |  | 30.6708 | 8.9061 | -21.7647 | 0 | 0 | 21.7647 | 340.1666 | 8.9061 | 0 | 0 | 0 | 0 | 30.6708 | 250.7469 | 8.9061
|  |  | 23.3615 | 1.1336 | -22.228 | 0 | 0 | 22.228 | 315.4689 | 1.1336 | 0 | 0 | 0 | 0 | 23.3615 | 224.7897 | 1.1336
|  |  | 23.6941 | 0 | -23.6941 | 0 | 0 | 23.6941 | 289.142 | 0 | 0 | 0 | 0 | 0 | 23.6941 | 198.4628 | 0
|  |  | 24.2768 | 0 | -24.2768 | 0 | 0 | 24.2768 | 262.1678 | 0 | 0 | 0 | 0 | 0 | 24.2768 | 171.4886 | 0
|  |  | 24.5562 | 0 | -24.5562 | 0 | 0 | 24.5562 | 234.8832 | 0 | 0 | 0 | 0 | 0 | 24.5562 | 144.204 | 0
|  |  | 24.0861 | 0 | -24.0861 | 0 | 0 | 24.0861 | 208.1208 | 0 | 0 | 0 | 0 | 0 | 24.0861 | 117.4416 | 0
|  |  | 22.6294 | 0 | -22.6294 | 0 | 0 | 22.6294 | 182.9771 | 0 | 0 | 0 | 0 | 0 | 22.6294 | 92.2979 | 0
|  |  | 20.8758 | 0 | -20.8758 | 0 | 0 | 20.8758 | 159.7818 | 0 | 0 | 0 | 0 | 0 | 20.8758 | 69.1026 | 0
|  |  | 18.9345 | 0.2568 | -18.6777 | 0 | 0 | 18.6777 | 139.0288 | 0.2568 | 0 | 0 | 0 | 0 | 18.9345 | 48.0642 | 0.2568
|  |  | 15.4144 | 3.8878 | -11.5267 | 0 | 0 | 11.5267 | 126.2214 | 3.8878 | 0 | 0 | 0 | 0 | 15.4144 | 30.9371 | 3.8878
|  |  | 11.7376 | 15.6166 | 3.8789 | 0 | 3.8789 | 0 | 129.7124 | 11.7376 | 0 | 0 | 0 | 0 | 11.7376 | 17.8953 | 11.7376
|  |  | 16.1057 | 34.8983 | 18.7926 | 0 | 18.7926 | 0 | 146.6257 | 16.1057 | 0 | 0 | 0 | 0 | 16.1057 | 0 | 16.1057
|  |  | 19.9504 | 54.6961 | 34.7458 | 60.7902 | 34.7458 | 0 | 177.8969 | 19.9504 | 0 | 40.8398 | 19.9504 | 0 | 0 | 0 | 19.9504
|  |  | 26.3005 | 70.9996 | 44.699 | 131.6281 | 44.699 | 0 | 218.1261 | 26.3005 | 0 | 105.3276 | 26.3005 | 0 | 0 | 0 | 26.3005
|  |  | 31.0713 | 88.0357 | 56.9644 | 194.7351 | 56.9644 | 0 | 269.394 | 31.0713 | 0 | 163.6638 | 31.0713 | 0 | 0 | 0 | 31.0713
|  |  | 33.2435 | 98.4225 | 65.179 | 243.1104 | 65.179 | 0 | 328.0551 | 33.2435 | 0 | 209.8668 | 33.2435 | 0 | 0 | 0 | 33.2435
|  |  | 33.9264 | 106.3109 | 72.3845 | 273.9839 | 60.6269 | 0 | 382.6192 | 45.684 | 11.7576 | 240.0575 | 33.9264 | 0 | 0 | 0 | 45.684
|  |  | 35.3688 | 114.9217 | 79.5529 | 287.0787 | 0 | 0 | 382.6192 | 114.9217 | 79.5529 | 251.71 | 35.3688 | 0 | 0 | 0 | 114.9217
|  |  | 34.1685 | 114.1061 | 79.9376 | 281.9667 | 0 | 0 | 382.6192 | 114.1061 | 79.9376 | 247.7982 | 34.1685 | 0 | 0 | 0 | 114.1061
|  |  | 35.1159 | 103.2627 | 68.1468 | 257.8169 | 0 | 0 | 382.6192 | 103.2627 | 68.1468 | 168.6901 | 35.1159 | 54.0108 | 0 | 48.6097 | 103.2627
|  |  | 40.4938 | 85.3179 | 44.8241 | 216.3919 | 0 | 0 | 382.6192 | 85.3179 | 44.8241 | 0 | 40.4938 | 175.8981 | 0 | 206.918 | 85.3179
|  |  | 46.2897 | 66.0044 | 19.7147 | 159.9079 | 0 | 0 | 382.6192 | 66.0044 | 19.7147 | 0 | 46.2897 | 113.6182 | 0 | 309.1744 | 66.0044
|  |  | 46.7678 | 44.3695 | -2.3983 | 91.563 | 0 | 2.3983 | 379.9545 | 44.3695 | 0 | 0 | 46.7678 | 44.7952 | 0 | 349.4901 | 44.3695
|  |  | 41.1187 | 22.3957 | -18.7229 | 1.7124 | 0 | 18.7229 | 359.1512 | 22.3957 | 0 | 0 | 1.7124 | 0 | 39.4063 | 305.7053 | 22.3957
|  |  | 30.6708 | 7.0824 | -23.5884 | 0 | 0 | 23.5884 | 332.9419 | 7.0824 | 0 | 0 | 0 | 0 | 30.6708 | 271.6267 | 7.0824
|  |  | 23.3615 | 0.99934 | -22.3622 | 0 | 0 | 22.3622 | 308.0951 | 0.99934 | 0 | 0 | 0 | 0 | 23.3615 | 245.6695 | 0.99934
|  |  | 23.6941 | 0 | -23.6941 | 0 | 0 | 23.6941 | 281.7683 | 0 | 0 | 0 | 0 | 0 | 23.6941 | 219.3427 | 0
|  |  | 24.2768 | 0 | -24.2768 | 0 | 0 | 24.2768 | 254.794 | 0 | 0 | 0 | 0 | 0 | 24.2768 | 192.3684 | 0
|  |  | 24.5562 | 0 | -24.5562 | 0 | 0 | 24.5562 | 227.5094 | 0 | 0 | 0 | 0 | 0 | 24.5562 | 165.0838 | 0
|  |  | 30.2465 | 0 | -30.2465 | 0 | 0 | 30.2465 | 193.9022 | 0 | 0 | 0 | 0 | 0 | 30.2465 | 131.4766 | 0
|  |  | 28.1491 | 0 | -28.1491 | 0 | 0 | 28.1491 | 162.6254 | 0 | 0 | 0 | 0 | 0 | 28.1491 | 100.1998 | 0
|  |  | 25.2107 | 0 | -25.2107 | 0 | 0 | 25.2107 | 134.6135 | 0 | 0 | 0 | 0 | 0 | 25.2107 | 72.1879 | 0
|  |  | 21.4417 | 0.19191 | -21.2497 | 0 | 0 | 21.2497 | 111.0027 | 0.19191 | 0 | 0 | 0 | 0 | 21.4417 | 48.3639 | 0.19191
|  |  | 17.5188 | 3.3997 | -14.1191 | 0 | 0 | 14.1191 | 95.3148 | 3.3997 | 0 | 0 | 0 | 0 | 17.5188 | 28.8985 | 3.3997
|  |  | 14.3414 | 13.4701 | -0.87129 | 0 | 0 | 0.87129 | 94.3467 | 13.4701 | 0 | 0 | 0 | 0 | 14.3414 | 12.9636 | 13.4701
|  |  | 11.6673 | 31.8353 | 20.168 | 0 | 20.168 | 0 | 112.4979 | 11.6673 | 0 | 0 | 0 | 0 | 11.6673 | -2.5805e-15 | 11.6673
|  |  | 9.167 | 55.065 | 45.898 | 47.4184 | 45.898 | 0 | 153.8061 | 9.167 | 0 | 38.2514 | 9.167 | 2.8672e-15 | 0 | 0 | 9.167
|  |  | 7.1962 | 79.104 | 71.9077 | 104.7586 | 71.9077 | 0 | 218.5231 | 7.1962 | 0 | 97.5623 | 7.1962 | 0 | 0 | 0 | 7.1962
|  |  | 6.03 | 98.6559 | 92.6259 | 155.9291 | 92.6259 | 0 | 301.8864 | 6.03 | 0 | 149.8991 | 6.03 | 0 | 0 | 0 | 6.03
|  |  | 6.0645 | 109.4732 | 103.4088 | 198.0088 | 89.7032 | 0 | 382.6192 | 19.7701 | 13.7056 | 191.9443 | 6.0645 | 0 | 0 | 0 | 19.7701
|  |  | 6.9622 | 119.4447 | 112.4825 | 223.6444 | 0 | 0 | 382.6192 | 119.4447 | 112.4825 | 216.6822 | 6.9622 | 0 | 0 | 0 | 119.4447
|  |  | 9.2104 | 125.8186 | 116.6082 | 235.0772 | 0 | 0 | 382.6192 | 125.8186 | 116.6082 | 225.8668 | 9.2104 | 0 | 0 | 0 | 125.8186
|  |  | 12.2202 | 119.8462 | 107.626 | 232.9367 | 0 | 0 | 382.6192 | 119.8462 | 107.626 | 220.7165 | 12.2202 | 0 | 0 | 0 | 119.8462
|  |  | 15.3949 | 108.1599 | 92.765 | 209.1646 | 0 | 0 | 382.6192 | 108.1599 | 92.765 | 89.0454 | 15.3949 | 104.7243 | 0 | 94.2518 | 108.1599
|  |  | 18.6761 | 94.1939 | 75.5178 | 175.0425 | 0 | 0 | 382.6192 | 94.1939 | 75.5178 | 0 | 18.6761 | 156.3664 | 0 | 234.9816 | 94.1939
|  |  | 22.1391 | 73.6059 | 51.4668 | 131.4518 | 0 | 0 | 382.6192 | 73.6059 | 51.4668 | 0 | 22.1391 | 109.3127 | 0 | 333.363 | 73.6059
|  |  | 26.0591 | 47.9276 | 21.8685 | 77.5616 | 0 | 0 | 382.6192 | 47.9276 | 21.8685 | 0 | 26.0591 | 51.5025 | 0 | 379.7153 | 47.9276
|  |  | 29.8278 | 24.5147 | -5.3131 | 2.3923 | 0 | 5.3131 | 376.7158 | 24.5147 | 0 | 0 | 2.3923 | 0 | 27.4355 | 349.2314 | 24.5147
|  |  | 32.3465 | 8.2195 | -24.1269 | 0 | 0 | 24.1269 | 349.9081 | 8.2195 | 0 | 0 | 0 | 0 | 32.3465 | 313.2909 | 8.2195
|  |  | 33.6507 | 1.1035 | -32.5472 | 0 | 0 | 32.5472 | 313.7445 | 1.1035 | 0 | 0 | 0 | 0 | 33.6507 | 275.9012 | 1.1035
|  |  | 34.0882 | 0 | -34.0882 | 0 | 0 | 34.0882 | 275.8687 | 0 | 0 | 0 | 0 | 0 | 34.0882 | 238.0254 | 0
|  |  | 33.501 | 0 | -33.501 | 0 | 0 | 33.501 | 238.6455 | 0 | 0 | 0 | 0 | 0 | 33.501 | 200.8021 | 0
|  |  | 32.1465 | 0 | -32.1465 | 0 | 0 | 32.1465 | 202.9271 | 0 | 0 | 0 | 0 | 0 | 32.1465 | 165.0838 | 0
|  |  | 30.2465 | 0 | -30.2465 | 0 | 0 | 30.2465 | 169.3199 | 0 | 0 | 0 | 0 | 0 | 30.2465 | 131.4766 | 0
|  |  | 28.1491 | 0 | -28.1491 | 0 | 0 | 28.1491 | 138.0431 | 0 | 0 | 0 | 0 | 0 | 28.1491 | 100.1998 | 0
|  |  | 25.2107 | 0 | -25.2107 | 0 | 0 | 25.2107 | 110.0313 | 0 | 0 | 0 | 0 | 0 | 25.2107 | 72.1879 | 0
|  |  | 21.4417 | 0.18212 | -21.2595 | 0 | 0 | 21.2595 | 86.4096 | 0.18212 | 0 | 0 | 0 | 0 | 21.4417 | 48.3639 | 0.18212
|  |  | 17.5188 | 3.254 | -14.2648 | 0 | 0 | 14.2648 | 70.5598 | 3.254 | 0 | 0 | 0 | 0 | 17.5188 | 28.8985 | 3.254
|  |  | 14.3414 | 12.7964 | -1.545 | 0 | 0 | 1.545 | 68.8431 | 12.7964 | 0 | 0 | 0 | 0 | 14.3414 | 12.9636 | 12.7964
|  |  | 11.6673 | 28.9002 | 17.233 | 0 | 17.233 | 0 | 84.3528 | 11.6673 | 0 | 0 | 0 | 0 | 11.6673 | 0 | 11.6673
|  |  | 9.167 | 50.3552 | 41.1883 | 59.103 | 41.1883 | 0 | 121.4223 | 9.167 | 0 | 49.936 | 9.167 | 0 | 0 | 0 | 9.167
|  |  | 7.1962 | 73.6915 | 66.4953 | 128.1026 | 66.4953 | 0 | 181.268 | 7.1962 | 0 | 120.9064 | 7.1962 | 0 | 0 | 0 | 7.1962
|  |  | 6.03 | 93.497 | 87.467 | 189.5727 | 87.467 | 0 | 259.9883 | 6.03 | 0 | 183.5427 | 6.03 | 0 | 0 | 0 | 6.03
|  |  | 6.0645 | 110.0562 | 103.9918 | 235.2787 | 103.9918 | 0 | 353.5809 | 6.0645 | 0 | 229.2142 | 6.0645 | 0 | 0 | 0 | 6.0645
|  |  | 6.9622 | 123.793 | 116.8308 | 265.7997 | 32.2648 | 0 | 382.6192 | 91.5282 | 84.566 | 258.8375 | 6.9622 | 0 | 0 | 0 | 91.5282
|  |  | 9.2104 | 128.0098 | 118.7994 | 278.0635 | 0 | 0 | 382.6192 | 128.0098 | 118.7994 | 268.853 | 9.2104 | 0 | 0 | 0 | 128.0098
|  |  | 12.2202 | 116.8414 | 104.6211 | 271.3398 | 0 | 0 | 382.6192 | 116.8414 | 104.6211 | 259.1195 | 12.2202 | 0 | 0 | 0 | 116.8414
|  |  | 15.3949 | 105.1512 | 89.7563 | 248.172 | 0 | 0 | 382.6192 | 105.1512 | 89.7563 | 211.3545 | 15.3949 | 21.4226 | 0 | 19.2803 | 105.1512
|  |  | 18.6761 | 88.3096 | 69.6335 | 207.6536 | 0 | 0 | 382.6192 | 88.3096 | 69.6335 | 0 | 18.6761 | 188.9775 | 0 | 189.3601 | 88.3096
|  |  | 22.1391 | 61.737 | 39.5979 | 151.8747 | 0 | 0 | 382.6192 | 61.737 | 39.5979 | 0 | 22.1391 | 129.7356 | 0 | 306.1222 | 61.737
|  |  | 26.0591 | 40.291 | 14.2319 | 85.4689 | 0 | 0 | 382.6192 | 40.291 | 14.2319 | 0 | 26.0591 | 59.4098 | 0 | 359.5909 | 40.291
|  |  | 29.8278 | 21.6014 | -8.2265 | 1.7124 | 0 | 8.2265 | 373.4787 | 21.6014 | 0 | 0 | 1.7124 | 0 | 28.1154 | 328.3516 | 21.6014
|  |  | 32.3465 | 7.2558 | -25.0906 | 0 | 0 | 25.0906 | 345.6002 | 7.2558 | 0 | 0 | 0 | 0 | 32.3465 | 292.411 | 7.2558
|  |  | 33.6507 | 0.92018 | -32.7305 | 0 | 0 | 32.7305 | 309.233 | 0.92018 | 0 | 0 | 0 | 0 | 33.6507 | 255.0214 | 0.92018
|  |  | 34.0882 | 0 | -34.0882 | 0 | 0 | 34.0882 | 271.3572 | 0 | 0 | 0 | 0 | 0 | 34.0882 | 217.1456 | 0
|  |  | 33.501 | 0 | -33.501 | 0 | 0 | 33.501 | 234.1339 | 0 | 0 | 0 | 0 | 0 | 33.501 | 179.9223 | 0
|  |  | 32.1465 | 0 | -32.1465 | 0 | 0 | 32.1465 | 198.4156 | 0 | 0 | 0 | 0 | 0 | 32.1465 | 144.204 | 0
|  |  | 24.0861 | 0 | -24.0861 | 0 | 0 | 24.0861 | 171.6532 | 0 | 0 | 0 | 0 | 0 | 24.0861 | 117.4416 | 0
|  |  | 22.6294 | 0 | -22.6294 | 0 | 0 | 22.6294 | 146.5095 | 0 | 0 | 0 | 0 | 0 | 22.6294 | 92.2979 | 0
|  |  | 20.8758 | 0 | -20.8758 | 0 | 0 | 20.8758 | 123.3142 | 0 | 0 | 0 | 0 | 0 | 20.8758 | 69.1026 | 0
|  |  | 18.9345 | 0.19213 | -18.7424 | 0 | 0 | 18.7424 | 102.4893 | 0.19213 | 0 | 0 | 0 | 0 | 18.9345 | 48.0642 | 0.19213
|  |  | 15.4144 | 3.403 | -12.0114 | 0 | 0 | 12.0114 | 89.1433 | 3.403 | 0 | 0 | 0 | 0 | 15.4144 | 30.9371 | 3.403
|  |  | 11.7376 | 13.8192 | 2.0816 | 0 | 2.0816 | 0 | 91.0167 | 11.7376 | 0 | 0 | 0 | 0 | 11.7376 | 17.8953 | 11.7376
|  |  | 16.1057 | 32.4079 | 16.3022 | 0 | 16.3022 | 0 | 105.6886 | 16.1057 | 0 | 0 | 0 | 0 | 16.1057 | 0 | 16.1057
|  |  | 19.9504 | 52.6399 | 32.6895 | 54.2176 | 32.6895 | 0 | 135.1092 | 19.9504 | 0 | 34.2672 | 19.9504 | 0 | 0 | 0 | 19.9504
|  |  | 26.3005 | 74.0092 | 47.7087 | 119.2384 | 47.7087 | 0 | 178.047 | 26.3005 | 0 | 92.9379 | 26.3005 | 0 | 0 | 0 | 26.3005
|  |  | 31.0713 | 95.1831 | 64.1119 | 175.9239 | 64.1119 | 0 | 235.7477 | 31.0713 | 0 | 144.8526 | 31.0713 | 0 | 0 | 0 | 31.0713
|  |  | 33.2435 | 110.2069 | 76.9634 | 218.5072 | 76.9634 | 0 | 305.0147 | 33.2435 | 0 | 185.2637 | 33.2435 | 0 | 0 | 0 | 33.2435
|  |  | 33.9264 | 121.7643 | 87.8379 | 247.1144 | 86.2272 | 0 | 382.6192 | 35.5371 | 1.6106 | 213.1879 | 33.9264 | 0 | 0 | 0 | 35.5371
|  |  | 35.3688 | 125.6985 | 90.3297 | 258.6227 | 0 | 0 | 382.6192 | 125.6985 | 90.3297 | 223.2539 | 35.3688 | 0 | 0 | 0 | 125.6985
|  |  | 34.1685 | 121.4443 | 87.2758 | 253.3596 | 0 | 0 | 382.6192 | 121.4443 | 87.2758 | 219.191 | 34.1685 | 0 | 0 | 0 | 121.4443
|  |  | 35.1159 | 110.2148 | 75.0989 | 231.3502 | 0 | 0 | 382.6192 | 110.2148 | 75.0989 | 117.4892 | 35.1159 | 78.7451 | 0 | 70.8706 | 110.2148
|  |  | 40.4938 | 94.4959 | 54.0021 | 193.9796 | 0 | 0 | 382.6192 | 94.4959 | 54.0021 | 0 | 40.4938 | 153.4858 | 0 | 209.0078 | 94.4959
|  |  | 46.2897 | 72.9022 | 26.6125 | 143.1616 | 0 | 0 | 382.6192 | 72.9022 | 26.6125 | 0 | 46.2897 | 96.872 | 0 | 296.1926 | 72.9022
|  |  | 46.7678 | 47.1544 | 0.38666 | 82.3211 | 0 | 0 | 382.6192 | 47.1544 | 0.38666 | 0 | 46.7678 | 35.5533 | 0 | 328.1906 | 47.1544
|  |  | 41.1187 | 25.852 | -15.2667 | 2.0901 | 0 | 15.2667 | 365.6562 | 25.852 | 0 | 0 | 2.0901 | 0 | 39.0285 | 284.8255 | 25.852
|  |  | 30.6708 | 9.0043 | -21.6665 | 0 | 0 | 21.6665 | 341.5824 | 9.0043 | 0 | 0 | 0 | 0 | 30.6708 | 250.7469 | 9.0043
|  |  | 23.3615 | 1.003 | -22.3585 | 0 | 0 | 22.3585 | 316.7396 | 1.003 | 0 | 0 | 0 | 0 | 23.3615 | 224.7897 | 1.003
|  |  | 23.6941 | 0 | -23.6941 | 0 | 0 | 23.6941 | 290.4128 | 0 | 0 | 0 | 0 | 0 | 23.6941 | 198.4628 | 0
|  |  | 24.2768 | 0 | -24.2768 | 0 | 0 | 24.2768 | 263.4385 | 0 | 0 | 0 | 0 | 0 | 24.2768 | 171.4886 | 0
|  |  | 24.5562 | 0 | -24.5562 | 0 | 0 | 24.5562 | 236.1539 | 0 | 0 | 0 | 0 | 0 | 24.5562 | 144.204 | 0
|  |  | 24.0861 | 0 | -24.0861 | 0 | 0 | 24.0861 | 209.3916 | 0 | 0 | 0 | 0 | 0 | 24.0861 | 117.4416 | 0
|  |  | 22.6294 | 0 | -22.6294 | 0 | 0 | 22.6294 | 184.2478 | 0 | 0 | 0 | 0 | 0 | 22.6294 | 92.2979 | 0
|  |  | 20.8758 | 0 | -20.8758 | 0 | 0 | 20.8758 | 161.0525 | 0 | 0 | 0 | 0 | 0 | 20.8758 | 69.1026 | 0
|  |  | 18.9345 | 0.1819 | -18.7526 | 0 | 0 | 18.7526 | 140.2163 | 0.1819 | 0 | 0 | 0 | 0 | 18.9345 | 48.0642 | 0.1819
|  |  | 15.4144 | 3.1123 | -12.3021 | 0 | 0 | 12.3021 | 126.5473 | 3.1123 | 0 | 0 | 0 | 0 | 15.4144 | 30.9371 | 3.1123
|  |  | 11.7376 | 11.8687 | 0.13102 | 0 | 0.13102 | 0 | 126.6652 | 11.7376 | 0 | 0 | 0 | 0 | 11.7376 | 17.8953 | 11.7376
|  |  | 16.1057 | 28.6675 | 12.5618 | 0 | 12.5618 | 0 | 137.9708 | 16.1057 | 0 | 0 | 0 | 0 | 16.1057 | 0 | 16.1057
|  |  | 19.9504 | 51.099 | 31.1486 | 55.7537 | 31.1486 | 0 | 166.0046 | 19.9504 | 0 | 35.8033 | 19.9504 | 0 | 0 | 0 | 19.9504
|  |  | 26.3005 | 72.1146 | 45.8141 | 124.703 | 45.8141 | 0 | 207.2372 | 26.3005 | 0 | 98.4025 | 26.3005 | 0 | 0 | 0 | 26.3005
|  |  | 31.0713 | 88.053 | 56.9818 | 187.8099 | 56.9818 | 0 | 258.5208 | 31.0713 | 0 | 156.7387 | 31.0713 | 0 | 0 | 0 | 31.0713
|  |  | 33.2435 | 102.7963 | 69.5527 | 235.9082 | 69.5527 | 0 | 321.1183 | 33.2435 | 0 | 202.6647 | 33.2435 | 0 | 0 | 0 | 33.2435
|  |  | 33.9264 | 108.3648 | 74.4384 | 267.8142 | 68.3344 | 0 | 382.6192 | 40.0304 | 6.104 | 233.8878 | 33.9264 | 0 | 0 | 0 | 40.0304
|  |  | 35.3688 | 106.0894 | 70.7206 | 281.8912 | 0 | 0 | 382.6192 | 106.0894 | 70.7206 | 246.5224 | 35.3688 | 0 | 0 | 0 | 106.0894
|  |  | 34.1685 | 107.1926 | 73.024 | 276.9051 | 0 | 0 | 382.6192 | 107.1926 | 73.024 | 242.7365 | 34.1685 | 0 | 0 | 0 | 107.1926
|  |  | 35.1159 | 101.41 | 66.2941 | 253.1833 | 0 | 0 | 382.6192 | 101.41 | 66.2941 | 176.0779 | 35.1159 | 41.9895 | 0 | 37.7905 | 101.41
|  |  | 40.4938 | 85.2631 | 44.7693 | 212.4383 | 0 | 0 | 382.6192 | 85.2631 | 44.7693 | 0 | 40.4938 | 171.9444 | 0 | 192.5405 | 85.2631
|  |  | 46.2897 | 65.9902 | 19.7005 | 155.9795 | 0 | 0 | 382.6192 | 65.9902 | 19.7005 | 0 | 46.2897 | 109.6898 | 0 | 291.2613 | 65.9902
|  |  | 46.7678 | 42.9646 | -3.8032 | 87.4583 | 0 | 3.8032 | 378.3935 | 42.9646 | 0 | 0 | 46.7678 | 40.6905 | 0 | 327.8828 | 42.9646
|  |  | 41.1187 | 20.7681 | -20.3506 | 2.3671 | 0 | 20.3506 | 355.7817 | 20.7681 | 0 | 0 | 2.3671 | 0 | 38.7515 | 284.8255 | 20.7681
|  |  | 30.6708 | 6.7154 | -23.9553 | 0 | 0 | 23.9553 | 329.1647 | 6.7154 | 0 | 0 | 0 | 0 | 30.6708 | 250.7469 | 6.7154
|  |  | 23.3615 | 0.75467 | -22.6069 | 0 | 0 | 22.6069 | 304.0459 | 0.75467 | 0 | 0 | 0 | 0 | 23.3615 | 224.7897 | 0.75467
|  |  | 23.6941 | 0 | -23.6941 | 0 | 0 | 23.6941 | 277.7191 | 0 | 0 | 0 | 0 | 0 | 23.6941 | 198.4628 | 0
|  |  | 24.2768 | 0 | -24.2768 | 0 | 0 | 24.2768 | 250.7448 | 0 | 0 | 0 | 0 | 0 | 24.2768 | 171.4886 | 0
|  |  | 24.5562 | 0 | -24.5562 | 0 | 0 | 24.5562 | 223.4602 | 0 | 0 | 0 | 0 | 0 | 24.5562 | 144.204 | 0
|  |  | 24.0861 | 0 | -24.0861 | 0 | 0 | 24.0861 | 196.6979 | 0 | 0 | 0 | 0 | 0 | 24.0861 | 117.4416 | 0
|  |  | 22.6294 | 0 | -22.6294 | 0 | 0 | 22.6294 | 171.5541 | 0 | 0 | 0 | 0 | 0 | 22.6294 | 92.2979 | 0
|  |  | 20.8758 | 0 | -20.8758 | 0 | 0 | 20.8758 | 148.3588 | 0 | 0 | 0 | 0 | 0 | 20.8758 | 69.1026 | 0
|  |  | 18.9345 | 0.12763 | -18.8069 | 0 | 0 | 18.8069 | 127.4623 | 0.12763 | 0 | 0 | 0 | 0 | 18.9345 | 48.0642 | 0.12763
|  |  | 15.4144 | 3.2395 | -12.1749 | 0 | 0 | 12.1749 | 113.9346 | 3.2395 | 0 | 0 | 0 | 0 | 15.4144 | 30.9371 | 3.2395
|  |  | 11.7376 | 12.8761 | 1.1385 | 0 | 1.1385 | 0 | 114.9592 | 11.7376 | 0 | 0 | 0 | 0 | 11.7376 | 17.8953 | 11.7376
|  |  | 16.1057 | 29.9061 | 13.8003 | 0 | 13.8003 | 0 | 127.3795 | 16.1057 | 0 | 0 | 0 | 0 | 16.1057 | 2.6996e-15 | 16.1057
|  |  | 19.9504 | 51.9614 | 32.011 | 56.9876 | 32.011 | 0 | 156.1894 | 19.9504 | 0 | 37.0373 | 19.9504 | -2.9995e-15 | 0 | 0 | 19.9504
|  |  | 26.3005 | 74.8317 | 48.5312 | 124.1741 | 48.5312 | 0 | 199.8675 | 26.3005 | 0 | 97.8736 | 26.3005 | 0 | 0 | 0 | 26.3005
|  |  | 31.0713 | 92.3509 | 61.2796 | 183.5793 | 61.2796 | 0 | 255.0191 | 31.0713 | 0 | 152.508 | 31.0713 | 0 | 0 | 0 | 31.0713
|  |  | 33.2435 | 107.0796 | 73.8361 | 229.8393 | 73.8361 | 0 | 321.4715 | 33.2435 | 0 | 196.5957 | 33.2435 | 0 | 0 | 0 | 33.2435
|  |  | 33.9264 | 116.4537 | 82.5273 | 260.2092 | 67.9419 | 0 | 382.6192 | 48.5118 | 14.5854 | 226.2827 | 33.9264 | 0 | 0 | 0 | 48.5118
|  |  | 35.3688 | 114.3068 | 78.938 | 272.3471 | 0 | 0 | 382.6192 | 114.3068 | 78.938 | 236.9783 | 35.3688 | 0 | 0 | 0 | 114.3068
|  |  | 34.1685 | 109.9571 | 75.7886 | 267.0588 | 0 | 0 | 382.6192 | 109.9571 | 75.7886 | 232.8902 | 34.1685 | 0 | 0 | 0 | 109.9571
|  |  | 35.1159 | 102.2884 | 67.1725 | 243.7651 | 0 | 0 | 382.6192 | 102.2884 | 67.1725 | 146.9348 | 35.1159 | 61.7144 | 0 | 55.543 | 102.2884
|  |  | 40.4938 | 84.0454 | 43.5515 | 203.3978 | 0 | 0 | 382.6192 | 84.0454 | 43.5515 | 0 | 40.4938 | 162.904 | 0 | 202.1566 | 84.0454
|  |  | 46.2897 | 61.5547 | 15.265 | 148.7773 | 0 | 0 | 382.6192 | 61.5547 | 15.265 | 0 | 46.2897 | 102.4876 | 0 | 294.3954 | 61.5547
|  |  | 46.7678 | 40.4877 | -6.2801 | 84.4112 | 0 | 6.2801 | 375.6413 | 40.4877 | 0 | 0 | 46.7678 | 37.6435 | 0 | 328.2745 | 40.4877
|  |  | 41.1187 | 21.5464 | -19.5723 | 2.0146 | 0 | 19.5723 | 353.8943 | 21.5464 | 0 | 0 | 2.0146 | 0 | 39.1041 | 284.8255 | 21.5464
|  |  | 30.6708 | 7.2579 | -23.4129 | 0 | 0 | 23.4129 | 327.88 | 7.2579 | 0 | 0 | 0 | 0 | 30.6708 | 250.7469 | 7.2579
|  |  | 23.3615 | 0.76478 | -22.5968 | 0 | 0 | 22.5968 | 302.7725 | 0.76478 | 0 | 0 | 0 | 0 | 23.3615 | 224.7897 | 0.76478
|  |  | 23.6941 | 0 | -23.6941 | 0 | 0 | 23.6941 | 276.4457 | 0 | 0 | 0 | 0 | 0 | 23.6941 | 198.4628 | 0
|  |  | 24.2768 | 0 | -24.2768 | 0 | 0 | 24.2768 | 249.4714 | 0 | 0 | 0 | 0 | 0 | 24.2768 | 171.4886 | 0
|  |  | 24.5562 | 0 | -24.5562 | 0 | 0 | 24.5562 | 222.1868 | 0 | 0 | 0 | 0 | 0 | 24.5562 | 144.204 | 0
|  |  | 24.0861 | 0 | -24.0861 | 0 | 0 | 24.0861 | 195.4245 | 0 | 0 | 0 | 0 | 0 | 24.0861 | 117.4416 | 0
|  |  | 22.6294 | 0 | -22.6294 | 0 | 0 | 22.6294 | 170.2807 | 0 | 0 | 0 | 0 | 0 | 22.6294 | 92.2979 | 0
|  |  | 20.8758 | 0 | -20.8758 | 0 | 0 | 20.8758 | 147.0854 | 0 | 0 | 0 | 0 | 0 | 20.8758 | 69.1026 | 0
|  |  | 18.9345 | 0.074764 | -18.8597 | 0 | 0 | 18.8597 | 126.1302 | 0.074764 | 0 | 0 | 0 | 0 | 18.9345 | 48.0642 | 0.074764
|  |  | 15.4144 | 2.5701 | -12.8443 | 0 | 0 | 12.8443 | 111.8587 | 2.5701 | 0 | 0 | 0 | 0 | 15.4144 | 30.9371 | 2.5701
|  |  | 11.7376 | 12.0764 | 0.33875 | 0 | 0.33875 | 0 | 112.1636 | 11.7376 | 0 | 0 | 0 | 0 | 11.7376 | 17.8953 | 11.7376
|  |  | 16.1057 | 29.78 | 13.6743 | 0 | 13.6743 | 0 | 124.4704 | 16.1057 | 0 | 0 | 0 | 0 | 16.1057 | 2.7066e-15 | 16.1057
|  |  | 19.9504 | 48.2114 | 28.2611 | 57.592 | 28.2611 | 0 | 149.9054 | 19.9504 | 0 | 37.6416 | 19.9504 | -3.0073e-15 | 0 | 0 | 19.9504
|  |  | 26.3005 | 64.5779 | 38.2774 | 123.4439 | 38.2774 | 0 | 184.355 | 26.3005 | 0 | 97.1433 | 26.3005 | 0 | 0 | 0 | 26.3005
|  |  | 31.0713 | 86.8188 | 55.7475 | 181.5395 | 55.7475 | 0 | 234.5278 | 31.0713 | 0 | 150.4682 | 31.0713 | 0 | 0 | 0 | 31.0713
|  |  | 33.2435 | 110.9179 | 77.6744 | 225.659 | 77.6744 | 0 | 304.4347 | 33.2435 | 0 | 192.4155 | 33.2435 | 0 | 0 | 0 | 33.2435
|  |  | 33.9264 | 123.9369 | 90.0105 | 255.0468 | 86.8717 | 0 | 382.6192 | 37.0652 | 3.1388 | 221.1204 | 33.9264 | 0 | 0 | 0 | 37.0652
|  |  | 35.3688 | 127.1243 | 91.7555 | 268.469 | 0 | 0 | 382.6192 | 127.1243 | 91.7555 | 233.1002 | 35.3688 | 0 | 0 | 0 | 127.1243
|  |  | 34.1685 | 121.7701 | 87.6015 | 263.6592 | 0 | 0 | 382.6192 | 121.7701 | 87.6015 | 229.4906 | 34.1685 | 0 | 0 | 0 | 121.7701
|  |  | 35.1159 | 105.0025 | 69.8866 | 241.8009 | 0 | 0 | 382.6192 | 105.0025 | 69.8866 | 153.18 | 35.1159 | 53.505 | 0 | 48.1545 | 105.0025
|  |  | 40.4938 | 85.398 | 44.9041 | 204.4303 | 0 | 0 | 382.6192 | 85.398 | 44.9041 | 0 | 40.4938 | 163.9364 | 0 | 195.6973 | 85.398
|  |  | 46.2897 | 62.6004 | 16.3107 | 152.2273 | 0 | 0 | 382.6192 | 62.6004 | 16.3107 | 0 | 46.2897 | 105.9376 | 0 | 291.0411 | 62.6004
|  |  | 46.7678 | 38.3938 | -8.374 | 88.1382 | 0 | 8.374 | 373.3148 | 38.3938 | 0 | 0 | 46.7678 | 41.3704 | 0 | 328.2745 | 38.3938
|  |  | 41.1187 | 19.7821 | -21.3366 | 2.0146 | 0 | 21.3366 | 349.6075 | 19.7821 | 0 | 0 | 2.0146 | 0 | 39.1041 | 284.8255 | 19.7821
|  |  | 30.6708 | 6.3394 | -24.3313 | 0 | 0 | 24.3313 | 322.5727 | 6.3394 | 0 | 0 | 0 | 0 | 30.6708 | 250.7469 | 6.3394
|  |  | 23.3615 | 0.66427 | -22.6973 | 0 | 0 | 22.6973 | 297.3535 | 0.66427 | 0 | 0 | 0 | 0 | 23.3615 | 224.7897 | 0.66427
|  |  | 23.6941 | 0 | -23.6941 | 0 | 0 | 23.6941 | 271.0267 | 0 | 0 | 0 | 0 | 0 | 23.6941 | 198.4628 | 0
|  |  | 24.2768 | 0 | -24.2768 | 0 | 0 | 24.2768 | 244.0524 | 0 | 0 | 0 | 0 | 0 | 24.2768 | 171.4886 | 0
|  |  | 24.5562 | 0 | -24.5562 | 0 | 0 | 24.5562 | 216.7678 | 0 | 0 | 0 | 0 | 0 | 24.5562 | 144.204 | 0
|  |  | 24.0861 | 0 | -24.0861 | 0 | 0 | 24.0861 | 190.0055 | 0 | 0 | 0 | 0 | 0 | 24.0861 | 117.4416 | 0
|  |  | 22.6294 | 0 | -22.6294 | 0 | 0 | 22.6294 | 164.8617 | 0 | 0 | 0 | 0 | 0 | 22.6294 | 92.2979 | 0
|  |  | 20.8758 | 0 | -20.8758 | 0 | 0 | 20.8758 | 141.6664 | 0 | 0 | 0 | 0 | 0 | 20.8758 | 69.1026 | 0
|  |  | 18.9345 | 0.10725 | -18.8273 | 0 | 0 | 18.8273 | 120.7472 | 0.10725 | 0 | 0 | 0 | 0 | 18.9345 | 48.0642 | 0.10725
|  |  | 15.4144 | 2.5996 | -12.8149 | 0 | 0 | 12.8149 | 106.5085 | 2.5996 | 0 | 0 | 0 | 0 | 15.4144 | 30.9371 | 2.5996
|  |  | 11.7376 | 11.7346 | -0.002985 | 0 | 0 | 0.002985 | 106.5052 | 11.7346 | 0 | 0 | 0 | 0 | 11.7376 | 17.8953 | 11.7346
|  |  | 16.1057 | 30.0297 | 13.924 | 0 | 13.924 | 0 | 119.0367 | 16.1057 | 0 | 0 | 0 | 0 | 16.1057 | 0 | 16.1057
|  |  | 19.9504 | 53.761 | 33.8106 | 63.5602 | 33.8106 | 0 | 149.4663 | 19.9504 | 0 | 43.6099 | 19.9504 | 0 | 0 | 0 | 19.9504
|  |  | 26.3005 | 72.3486 | 46.0481 | 139.762 | 46.0481 | 0 | 190.9095 | 26.3005 | 0 | 113.4615 | 26.3005 | 0 | 0 | 0 | 26.3005
|  |  | 31.0713 | 83.8435 | 52.7722 | 203.3978 | 52.7722 | 0 | 238.4045 | 31.0713 | 0 | 172.3265 | 31.0713 | 0 | 0 | 0 | 31.0713
|  |  | 33.2435 | 96.0925 | 62.849 | 252.7048 | 62.849 | 0 | 294.9686 | 33.2435 | 0 | 219.4613 | 33.2435 | 0 | 0 | 0 | 33.2435
|  |  | 33.9264 | 104.0899 | 70.1634 | 285.6182 | 70.1634 | 0 | 358.1157 | 33.9264 | 0 | 251.6917 | 33.9264 | 0 | 0 | 0 | 33.9264
|  |  | 35.3688 | 105.8232 | 70.4544 | 299.7706 | 27.2262 | 0 | 382.6192 | 78.597 | 43.2282 | 264.4019 | 35.3688 | 0 | 0 | 0 | 78.597
|  |  | 34.1685 | 104.3051 | 70.1365 | 293.9535 | 0 | 0 | 382.6192 | 104.3051 | 70.1365 | 259.785 | 34.1685 | 0 | 0 | 0 | 104.3051
|  |  | 35.1159 | 95.7981 | 60.6822 | 270.3325 | 0 | 0 | 382.6192 | 95.7981 | 60.6822 | 210.629 | 35.1159 | 24.5876 | 0 | 22.1288 | 95.7981
|  |  | 40.4938 | 80.7166 | 40.2227 | 228.0261 | 0 | 0 | 382.6192 | 80.7166 | 40.2227 | 0 | 40.4938 | 187.5323 | 0 | 190.9079 | 80.7166
|  |  | 46.2897 | 61.5066 | 15.2169 | 169.9808 | 0 | 0 | 382.6192 | 61.5066 | 15.2169 | 0 | 46.2897 | 123.6912 | 0 | 302.2299 | 61.5066
|  |  | 46.7678 | 41.6579 | -5.1099 | 99.0925 | 0 | 5.1099 | 376.9416 | 41.6579 | 0 | 0 | 46.7678 | 52.3248 | 0 | 349.3222 | 41.6579
|  |  | 41.1187 | 22.0676 | -19.0511 | 1.8635 | 0 | 19.0511 | 355.7738 | 22.0676 | 0 | 0 | 1.8635 | 0 | 39.2552 | 305.7053 | 22.0676
|  |  | 30.6708 | 6.7093 | -23.9614 | 0 | 0 | 23.9614 | 329.15 | 6.7093 | 0 | 0 | 0 | 0 | 30.6708 | 271.6267 | 6.7093
|  |  | 23.3615 | 0.65936 | -22.7022 | 0 | 0 | 22.7022 | 303.9253 | 0.65936 | 0 | 0 | 0 | 0 | 23.3615 | 245.6695 | 0.65936
|  |  | 23.6941 | 0 | -23.6941 | 0 | 0 | 23.6941 | 277.5985 | 0 | 0 | 0 | 0 | 0 | 23.6941 | 219.3427 | 0
|  |  | 24.2768 | 0 | -24.2768 | 0 | 0 | 24.2768 | 250.6242 | 0 | 0 | 0 | 0 | 0 | 24.2768 | 192.3684 | 0
|  |  | 24.5562 | 0 | -24.5562 | 0 | 0 | 24.5562 | 223.3396 | 0 | 0 | 0 | 0 | 0 | 24.5562 | 165.0838 | 0
|  |  | 30.2465 | 0 | -30.2465 | 0 | 0 | 30.2465 | 189.7324 | 0 | 0 | 0 | 0 | 0 | 30.2465 | 131.4766 | 0
|  |  | 28.1491 | 0 | -28.1491 | 0 | 0 | 28.1491 | 158.4557 | 0 | 0 | 0 | 0 | 0 | 28.1491 | 100.1998 | 0
|  |  | 25.2107 | 0 | -25.2107 | 0 | 0 | 25.2107 | 130.4438 | 0 | 0 | 0 | 0 | 0 | 25.2107 | 72.1879 | 0
|  |  | 21.4417 | 0.052625 | -21.389 | 0 | 0 | 21.389 | 106.6782 | 0.052625 | 0 | 0 | 0 | 0 | 21.4417 | 48.3639 | 0.052625
|  |  | 17.5188 | 2.6006 | -14.9182 | 0 | 0 | 14.9182 | 90.1024 | 2.6006 | 0 | 0 | 0 | 0 | 17.5188 | 28.8985 | 2.6006
|  |  | 14.3414 | 12.2642 | -2.0772 | 0 | 0 | 2.0772 | 87.7943 | 12.2642 | 0 | 0 | 0 | 0 | 14.3414 | 12.9636 | 12.2642
|  |  | 11.6673 | 29.7031 | 18.0359 | 0 | 18.0359 | 0 | 104.0266 | 11.6673 | 0 | 0 | 0 | 0 | 11.6673 | -2.7655e-15 | 11.6673
|  |  | 9.167 | 50.7739 | 41.6069 | 62.8803 | 41.6069 | 0 | 141.4729 | 9.167 | 0 | 53.7134 | 9.167 | 3.0728e-15 | 0 | 0 | 9.167
|  |  | 7.1962 | 74.8449 | 67.6487 | 138.6792 | 67.6487 | 0 | 202.3567 | 7.1962 | 0 | 131.483 | 7.1962 | 0 | 0 | 0 | 7.1962
|  |  | 6.03 | 95.2699 | 89.2399 | 201.9876 | 89.2399 | 0 | 282.6726 | 6.03 | 0 | 195.9576 | 6.03 | 0 | 0 | 0 | 6.03
|  |  | 6.0645 | 109.3927 | 103.3282 | 251.6472 | 103.3282 | 0 | 375.668 | 6.0645 | 0 | 245.5827 | 6.0645 | 0 | 0 | 0 | 6.0645
|  |  | 6.9622 | 114.4632 | 107.501 | 283.7799 | 7.7236 | 0 | 382.6192 | 106.7396 | 99.7774 | 276.8177 | 6.9622 | 0 | 0 | 0 | 106.7396
|  |  | 9.2104 | 109.9516 | 100.7412 | 296.7739 | 0 | 0 | 382.6192 | 109.9516 | 100.7412 | 287.5635 | 9.2104 | 0 | 0 | 0 | 109.9516
|  |  | 12.2202 | 108.576 | 96.3557 | 290.0754 | 0 | 0 | 382.6192 | 108.576 | 96.3557 | 277.8552 | 12.2202 | 0 | 0 | 0 | 108.576
|  |  | 15.3949 | 104.997 | 89.602 | 263.8103 | 0 | 0 | 382.6192 | 104.997 | 89.602 | 229.8881 | 15.3949 | 18.5273 | 0 | 16.6745 | 104.997
|  |  | 18.6761 | 90.1844 | 71.5083 | 219.8922 | 0 | 0 | 382.6192 | 90.1844 | 71.5083 | 0 | 18.6761 | 201.2162 | 0 | 197.7691 | 90.1844
|  |  | 22.1391 | 67.3729 | 45.2338 | 161.0159 | 0 | 0 | 382.6192 | 67.3729 | 45.2338 | 0 | 22.1391 | 138.8768 | 0 | 322.7582 | 67.3729
|  |  | 26.0591 | 43.4548 | 17.3957 | 90.6816 | 0 | 0 | 382.6192 | 43.4548 | 17.3957 | 0 | 26.0591 | 64.6225 | 0 | 380.9184 | 43.4548
|  |  | 29.8278 | 22.418 | -7.4098 | 1.3095 | 0 | 7.4098 | 374.3861 | 22.418 | 0 | 0 | 1.3095 | 0 | 28.5183 | 349.2314 | 22.418
|  |  | 32.3465 | 6.8409 | -25.5055 | 0 | 0 | 25.5055 | 346.0466 | 6.8409 | 0 | 0 | 0 | 0 | 32.3465 | 313.2909 | 6.8409
|  |  | 33.6507 | 0.599 | -33.0517 | 0 | 0 | 33.0517 | 309.3225 | 0.599 | 0 | 0 | 0 | 0 | 33.6507 | 275.9012 | 0.599
|  |  | 34.0882 | 0 | -34.0882 | 0 | 0 | 34.0882 | 271.4468 | 0 | 0 | 0 | 0 | 0 | 34.0882 | 238.0254 | 0
|  |  | 33.501 | 0 | -33.501 | 0 | 0 | 33.501 | 234.2235 | 0 | 0 | 0 | 0 | 0 | 33.501 | 200.8021 | 0
|  |  | 32.1465 | 0 | -32.1465 | 0 | 0 | 32.1465 | 198.5051 | 0 | 0 | 0 | 0 | 0 | 32.1465 | 165.0838 | 0
|  |  | 30.2465 | 0 | -30.2465 | 0 | 0 | 30.2465 | 164.8979 | 0 | 0 | 0 | 0 | 0 | 30.2465 | 131.4766 | 0
|  |  | 28.1491 | 0 | -28.1491 | 0 | 0 | 28.1491 | 133.6212 | 0 | 0 | 0 | 0 | 0 | 28.1491 | 100.1998 | 0
|  |  | 25.2107 | 0 | -25.2107 | 0 | 0 | 25.2107 | 105.6093 | 0 | 0 | 0 | 0 | 0 | 25.2107 | 72.1879 | 0
|  |  | 21.4417 | 0.053548 | -21.3881 | 0 | 0 | 21.3881 | 81.8447 | 0.053548 | 0 | 0 | 0 | 0 | 21.4417 | 48.3639 | 0.053548
|  |  | 17.5188 | 2.4405 | -15.0784 | 0 | 0 | 15.0784 | 65.091 | 2.4405 | 0 | 0 | 0 | 0 | 17.5188 | 28.8985 | 2.4405
|  |  | 14.3414 | 11.6313 | -2.7101 | 0 | 0 | 2.7101 | 62.0798 | 11.6313 | 0 | 0 | 0 | 0 | 14.3414 | 12.9636 | 11.6313
|  |  | 11.6673 | 27.4884 | 15.8212 | 0 | 15.8212 | 0 | 76.3188 | 11.6673 | 0 | 0 | 0 | 0 | 11.6673 | 0 | 11.6673
|  |  | 9.167 | 46.2732 | 37.1062 | 53.1599 | 37.1062 | 0 | 109.7144 | 9.167 | 0 | 43.993 | 9.167 | 0 | 0 | 0 | 9.167
|  |  | 7.1962 | 65.1073 | 57.9111 | 116.8209 | 57.9111 | 0 | 161.8344 | 7.1962 | 0 | 109.6247 | 7.1962 | 0 | 0 | 0 | 7.1962
|  |  | 6.03 | 81.642 | 75.612 | 172.7005 | 75.612 | 0 | 229.8852 | 6.03 | 0 | 166.6705 | 6.03 | 0 | 0 | 0 | 6.03
|  |  | 6.0645 | 91.3654 | 85.301 | 214.7299 | 85.301 | 0 | 306.6561 | 6.0645 | 0 | 208.6654 | 6.0645 | 0 | 0 | 0 | 6.0645
|  |  | 6.9622 | 94.7382 | 87.776 | 242.229 | 84.4035 | 0 | 382.6192 | 10.3347 | 3.3725 | 235.2668 | 6.9622 | 0 | 0 | 0 | 10.3347
|  |  | 9.2104 | 95.7724 | 86.5619 | 253.2337 | 0 | 0 | 382.6192 | 95.7724 | 86.5619 | 244.0232 | 9.2104 | 0 | 0 | 0 | 95.7724
|  |  | 12.2202 | 90.8194 | 78.5992 | 250.0859 | 0 | 0 | 382.6192 | 90.8194 | 78.5992 | 237.8656 | 12.2202 | 0 | 0 | 0 | 90.8194
|  |  | 15.3949 | 81.7503 | 66.3554 | 229.0334 | 0 | 0 | 382.6192 | 81.7503 | 66.3554 | 171.212 | 15.3949 | 42.4265 | 0 | 38.1839 | 81.7503
|  |  | 18.6761 | 71.2771 | 52.601 | 193.6774 | 0 | 0 | 382.6192 | 71.2771 | 52.601 | 0 | 18.6761 | 175.0013 | 0 | 195.6851 | 71.2771
|  |  | 22.1391 | 53.1011 | 30.962 | 144.7733 | 0 | 0 | 382.6192 | 53.1011 | 30.962 | 0 | 22.1391 | 122.6342 | 0 | 306.0558 | 53.1011
|  |  | 26.0591 | 32.7739 | 6.7148 | 84.8897 | 0 | 0 | 382.6192 | 32.7739 | 6.7148 | 0 | 26.0591 | 58.8306 | 0 | 359.0033 | 32.7739
|  |  | 29.8278 | 16.964 | -12.8638 | 2.2412 | 0 | 12.8638 | 368.3261 | 16.964 | 0 | 0 | 2.2412 | 0 | 27.5866 | 328.3516 | 16.964
|  |  | 32.3465 | 5.1808 | -27.1657 | 0 | 0 | 27.1657 | 338.142 | 5.1808 | 0 | 0 | 0 | 0 | 32.3465 | 292.411 | 5.1808
|  |  | 33.6507 | 0.4001 | -33.2506 | 0 | 0 | 33.2506 | 301.1969 | 0.4001 | 0 | 0 | 0 | 0 | 33.6507 | 255.0214 | 0.4001
|  |  | 34.0882 | 0 | -34.0882 | 0 | 0 | 34.0882 | 263.3211 | 0 | 0 | 0 | 0 | 0 | 34.0882 | 217.1456 | 0
|  |  | 33.501 | 0 | -33.501 | 0 | 0 | 33.501 | 226.0978 | 0 | 0 | 0 | 0 | 0 | 33.501 | 179.9223 | 0
|  |  | 32.1465 | 0 | -32.1465 | 0 | 0 | 32.1465 | 190.3795 | 0 | 0 | 0 | 0 | 0 | 32.1465 | 144.204 | 0
|  |  | 24.0861 | 0 | -24.0861 | 0 | 0 | 24.0861 | 163.6172 | 0 | 0 | 0 | 0 | 0 | 24.0861 | 117.4416 | 0
|  |  | 22.6294 | 0 | -22.6294 | 0 | 0 | 22.6294 | 138.4734 | 0 | 0 | 0 | 0 | 0 | 22.6294 | 92.2979 | 0
|  |  | 20.8758 | 0 | -20.8758 | 0 | 0 | 20.8758 | 115.2781 | 0 | 0 | 0 | 0 | 0 | 20.8758 | 69.1026 | 0
|  |  | 18.9345 | 0.041864 | -18.8926 | 0 | 0 | 18.8926 | 94.2863 | 0.041864 | 0 | 0 | 0 | 0 | 18.9345 | 48.0642 | 0.041864
|  |  | 15.4144 | 2.2913 | -13.1231 | 0 | 0 | 13.1231 | 79.705 | 2.2913 | 0 | 0 | 0 | 0 | 15.4144 | 30.9371 | 2.2913
|  |  | 11.7376 | 11.3388 | -0.39888 | 0 | 0 | 0.39888 | 79.2618 | 11.3388 | 0 | 0 | 0 | 0 | 11.7376 | 17.8953 | 11.3388
|  |  | 16.1057 | 30.3396 | 14.2338 | 0 | 14.2338 | 0 | 92.0723 | 16.1057 | 0 | 0 | 0 | 0 | 16.1057 | 0 | 16.1057
|  |  | 19.9504 | 50.9982 | 31.0478 | 20.2466 | 31.0478 | 0 | 120.0153 | 19.9504 | 0 | 0.29623 | 19.9504 | 0 | 0 | 0 | 19.9504
|  |  | 26.3005 | 71.3886 | 45.0881 | 28.6323 | 45.0881 | 0 | 160.5946 | 26.3005 | 0 | 2.3318 | 26.3005 | 0 | 0 | 0 | 26.3005
|  |  | 31.0713 | 93.3734 | 62.3021 | 103.6254 | 62.3021 | 0 | 216.6665 | 31.0713 | 0 | 72.5541 | 31.0713 | 0 | 0 | 0 | 31.0713
|  |  | 33.2435 | 108.5861 | 75.3426 | 140.4671 | 75.3426 | 0 | 284.4748 | 33.2435 | 0 | 107.2236 | 33.2435 | 0 | 0 | 0 | 33.2435
|  |  | 33.9264 | 117.4838 | 83.5573 | 190.0763 | 83.5573 | 0 | 359.6764 | 33.9264 | 0 | 156.1499 | 33.9264 | 0 | 0 | 0 | 33.9264
|  |  | 35.3688 | 128.3061 | 92.9373 | 230.8717 | 25.4921 | 0 | 382.6192 | 102.814 | 67.4452 | 195.503 | 35.3688 | 0 | 0 | 0 | 102.814
|  |  | 34.1685 | 125.505 | 91.3365 | 160.9152 | 0 | 0 | 382.6192 | 125.505 | 91.3365 | 22.854 | 34.1685 | 103.8926 | 0 | 93.5034 | 125.505
|  |  | 35.1159 | 108.6358 | 73.5199 | 151.0437 | 0 | 0 | 382.6192 | 108.6358 | 73.5199 | 0 | 35.1159 | 115.9278 | 0 | 197.8384 | 108.6358
|  |  | 40.4938 | 90.7172 | 50.2233 | 144.32 | 0 | 0 | 382.6192 | 90.7172 | 50.2233 | 0 | 40.4938 | 103.8262 | 0 | 291.282 | 90.7172
|  |  | 46.2897 | 64.4202 | 18.1305 | 105.2118 | 0 | 0 | 382.6192 | 64.4202 | 18.1305 | 0 | 46.2897 | 58.9222 | 0 | 344.3119 | 64.4202
|  |  | 46.7678 | 38.2166 | -8.5511 | 32.3341 | 0 | 8.5511 | 373.118 | 38.2166 | 0 | 0 | 32.3341 | 0 | 14.4336 | 328.2745 | 38.2166
|  |  | 41.1187 | 19.3311 | -21.7876 | 2.0146 | 0 | 21.7876 | 348.9096 | 19.3311 | 0 | 0 | 2.0146 | 0 | 39.1041 | 284.8255 | 19.3311
|  |  | 30.6708 | 5.9818 | -24.689 | 0 | 0 | 24.689 | 321.4774 | 5.9818 | 0 | 0 | 0 | 0 | 30.6708 | 250.7469 | 5.9818
|  |  | 23.3615 | 0.35762 | -23.0039 | 0 | 0 | 23.0039 | 295.9174 | 0.35762 | 0 | 0 | 0 | 0 | 23.3615 | 224.7897 | 0.35762
|  |  | 23.6941 | 0 | -23.6941 | 0 | 0 | 23.6941 | 269.5906 | 0 | 0 | 0 | 0 | 0 | 23.6941 | 198.4628 | 0
|  |  | 24.2768 | 0 | -24.2768 | 0 | 0 | 24.2768 | 242.6164 | 0 | 0 | 0 | 0 | 0 | 24.2768 | 171.4886 | 0
|  |  | 24.5562 | 0 | -24.5562 | 0 | 0 | 24.5562 | 215.3317 | 0 | 0 | 0 | 0 | 0 | 24.5562 | 144.204 | 0
|  |  | 24.0861 | 0 | -24.0861 | 0 | 0 | 24.0861 | 188.5694 | 0 | 0 | 0 | 0 | 0 | 24.0861 | 117.4416 | 0
|  |  | 22.6294 | 0 | -22.6294 | 0 | 0 | 22.6294 | 163.4257 | 0 | 0 | 0 | 0 | 0 | 22.6294 | 92.2979 | 0
|  |  | 20.8758 | 0 | -20.8758 | 0 | 0 | 20.8758 | 140.2304 | 0 | 0 | 0 | 0 | 0 | 20.8758 | 69.1026 | 0
|  |  | 18.9345 | 0.031138 | -18.9034 | 0 | 0 | 18.9034 | 119.2266 | 0.031138 | 0 | 0 | 0 | 0 | 18.9345 | 48.0642 | 0.031138
|  |  | 15.4144 | 1.945 | -13.4694 | 0 | 0 | 13.4694 | 104.2606 | 1.945 | 0 | 0 | 0 | 0 | 15.4144 | 30.9371 | 1.945
|  |  | 11.7376 | 10.6046 | -1.133 | 0 | 0 | 1.133 | 103.0018 | 10.6046 | 0 | 0 | 0 | 0 | 11.7376 | 17.8953 | 10.6046
|  |  | 16.1057 | 26.1782 | 10.0725 | 0 | 10.0725 | 0 | 112.067 | 16.1057 | 0 | 0 | 0 | 0 | 16.1057 | 0 | 16.1057
|  |  | 19.9504 | 44.1107 | 24.1603 | 39.5363 | 24.1603 | 0 | 133.8112 | 19.9504 | 0 | 19.5859 | 19.9504 | 0 | 0 | 0 | 19.9504
|  |  | 26.3005 | 63.9347 | 37.6341 | 105.3126 | 37.6341 | 0 | 167.682 | 26.3005 | 0 | 79.012 | 26.3005 | 0 | 0 | 0 | 26.3005
|  |  | 31.0713 | 88.6352 | 57.5639 | 159.4042 | 57.5639 | 0 | 219.4895 | 31.0713 | 0 | 128.333 | 31.0713 | 0 | 0 | 0 | 31.0713
|  |  | 33.2435 | 106.1617 | 72.9182 | 169.8549 | 72.9182 | 0 | 285.1158 | 33.2435 | 0 | 136.6114 | 33.2435 | 0 | 0 | 0 | 33.2435
|  |  | 33.9264 | 109.5489 | 75.6225 | 181.9676 | 75.6225 | 0 | 353.176 | 33.9264 | 0 | 148.0412 | 33.9264 | 0 | 0 | 0 | 33.9264
|  |  | 35.3688 | 104.8873 | 69.5185 | 222.6119 | 32.7147 | 0 | 382.6192 | 72.1726 | 36.8039 | 183.1387 | 35.3688 | 4.1044 | 0 | 3.694 | 72.1726
|  |  | 34.1685 | 97.2347 | 63.0662 | 191.7132 | 0 | 0 | 382.6192 | 97.2347 | 63.0662 | 0 | 34.1685 | 157.5447 | 0 | 145.4842 | 97.2347
|  |  | 35.1159 | 86.07 | 50.9541 | 167.5885 | 0 | 0 | 382.6192 | 86.07 | 50.9541 | 0 | 35.1159 | 132.4726 | 0 | 264.7095 | 86.07
|  |  | 40.4938 | 69.3074 | 28.8135 | 126.8938 | 0 | 0 | 382.6192 | 69.3074 | 28.8135 | 0 | 40.4938 | 86.4 | 0 | 342.4695 | 69.3074
|  |  | 46.2897 | 52.8861 | 6.5965 | 79.6014 | 0 | 0 | 382.6192 | 52.8861 | 6.5965 | 0 | 46.2897 | 33.3117 | 0 | 372.4501 | 52.8861
|  |  | 46.7678 | 35.1015 | -11.6662 | 39.083 | 0 | 11.6662 | 369.6568 | 35.1015 | 0 | 0 | 39.083 | 0 | 7.6848 | 363.9115 | 35.1015
|  |  | 41.1187 | 17.2162 | -23.9025 | 0.88138 | 0 | 23.9025 | 343.0984 | 17.2162 | 0 | 0 | 0.88138 | 0 | 40.2373 | 319.2033 | 17.2162
|  |  | 30.6708 | 4.9893 | -25.6815 | 0 | 0 | 25.6815 | 314.5635 | 4.9893 | 0 | 0 | 0 | 0 | 30.6708 | 285.1247 | 4.9893
|  |  | 23.3615 | 0.2842 | -23.0773 | 0 | 0 | 23.0773 | 288.922 | 0.2842 | 0 | 0 | 0 | 0 | 23.3615 | 259.1675 | 0.2842
|  |  | 23.6941 | 0 | -23.6941 | 0 | 0 | 23.6941 | 262.5952 | 0 | 0 | 0 | 0 | 0 | 23.6941 | 232.8407 | 0
|  |  | 24.2768 | 0 | -24.2768 | 0 | 0 | 24.2768 | 235.6209 | 0 | 0 | 0 | 0 | 0 | 24.2768 | 205.8664 | 0
|  |  | 24.5562 | 0 | -24.5562 | 0 | 0 | 24.5562 | 208.3363 | 0 | 0 | 0 | 0 | 0 | 24.5562 | 178.5818 | 0
|  |  | 24.0861 | 0 | -24.0861 | 0 | 0 | 24.0861 | 181.574 | 0 | 0 | 0 | 0 | 0 | 24.0861 | 151.8195 | 0
|  |  | 22.6294 | 0 | -22.6294 | 0 | 0 | 22.6294 | 156.4302 | 0 | 0 | 0 | 0 | 0 | 22.6294 | 126.6757 | 0
|  |  | 20.8758 | 0 | -20.8758 | 0 | 0 | 20.8758 | 133.2349 | 0 | 0 | 0 | 0 | 0 | 20.8758 | 103.4804 | 0
|  |  | 18.9345 | 0.021298 | -18.9132 | 0 | 0 | 18.9132 | 112.2202 | 0.021298 | 0 | 0 | 0 | 0 | 18.9345 | 82.442 | 0.021298
|  |  | 15.4144 | 1.9176 | -13.4969 | 0 | 0 | 13.4969 | 97.2237 | 1.9176 | 0 | 0 | 0 | 0 | 15.4144 | 65.3149 | 1.9176
|  |  | 11.7376 | 10.2475 | -1.4901 | 0 | 0 | 1.4901 | 95.568 | 10.2475 | 0 | 0 | 0 | 0 | 11.7376 | 52.2731 | 10.2475
|  |  | 16.1057 | 26.049 | 9.9432 | 0 | 9.9432 | 0 | 104.5169 | 16.1057 | 0 | 0 | 0 | 0 | 16.1057 | 34.3778 | 16.1057
|  |  | 19.9504 | 45.5566 | 25.6062 | 7.3532 | 25.6062 | 0 | 127.5624 | 19.9504 | 0 | 0 | 7.3532 | 0 | 12.5971 | 20.381 | 19.9504
|  |  | 26.3005 | 65.3157 | 39.0152 | 7.9576 | 39.0152 | 0 | 162.6761 | 26.3005 | 0 | 0 | 7.9576 | 0 | 18.3429 | 0 | 26.3005
|  |  | 31.0713 | 85.061 | 53.9897 | 45.2023 | 53.9897 | 0 | 211.2668 | 31.0713 | 0 | 14.131 | 31.0713 | 0 | 0 | 0 | 31.0713
|  |  | 33.2435 | 103.7671 | 70.5235 | 55.7789 | 70.5235 | 0 | 274.738 | 33.2435 | 0 | 22.5354 | 33.2435 | 0 | 0 | 0 | 33.2435
|  |  | 33.9264 | 115.7788 | 81.8524 | 130.8223 | 81.8524 | 0 | 348.4052 | 33.9264 | 0 | 96.8959 | 33.9264 | 0 | 0 | 0 | 33.9264
|  |  | 35.3688 | 123.4633 | 88.0946 | 155.3499 | 38.0156 | 0 | 382.6192 | 85.4477 | 50.0789 | 119.9811 | 35.3688 | 0 | 0 | 0 | 85.4477
|  |  | 34.1685 | 121.9397 | 87.7712 | 150.2882 | 0 | 0 | 382.6192 | 121.9397 | 87.7712 | 116.1197 | 34.1685 | 0 | 0 | 0 | 121.9397
|  |  | 35.1159 | 109.1272 | 74.0113 | 242.9089 | 0 | 0 | 382.6192 | 109.1272 | 74.0113 | 198.6425 | 35.1159 | 9.1505 | 0 | 8.2354 | 109.1272
|  |  | 40.4938 | 92.1194 | 51.6256 | 214.4529 | 0 | 0 | 382.6192 | 92.1194 | 51.6256 | 0 | 40.4938 | 173.959 | 0 | 164.7985 | 92.1194
|  |  | 46.2897 | 72.117 | 25.8273 | 173.9345 | 0 | 0 | 382.6192 | 72.117 | 25.8273 | 0 | 46.2897 | 127.6448 | 0 | 279.6789 | 72.117
|  |  | 46.7678 | 46.8287 | 0.060954 | 94.8871 | 0 | 0 | 382.6192 | 46.8287 | 0.060954 | 0 | 46.7678 | 48.1193 | 0 | 322.9862 | 46.8287
|  |  | 41.1187 | 21.706 | -19.4127 | 6.7489 | 0 | 19.4127 | 361.0496 | 21.706 | 0 | 0 | 6.7489 | 0 | 34.3698 | 284.7975 | 21.706
|  |  | 30.6708 | 6.1161 | -24.5546 | 0 | 0 | 24.5546 | 333.7667 | 6.1161 | 0 | 0 | 0 | 0 | 30.6708 | 250.7189 | 6.1161
|  |  | 23.3615 | 0.20641 | -23.1551 | 0 | 0 | 23.1551 | 308.0388 | 0.20641 | 0 | 0 | 0 | 0 | 23.3615 | 224.7617 | 0.20641
|  |  | 23.6941 | 0 | -23.6941 | 0 | 0 | 23.6941 | 281.712 | 0 | 0 | 0 | 0 | 0 | 23.6941 | 198.4349 | 0
|  |  | 24.2768 | 0 | -24.2768 | 0 | 0 | 24.2768 | 254.7377 | 0 | 0 | 0 | 0 | 0 | 24.2768 | 171.4606 | 0
|  |  | 24.5562 | 0 | -24.5562 | 0 | 0 | 24.5562 | 227.4531 | 0 | 0 | 0 | 0 | 0 | 24.5562 | 144.176 | 0
|  |  | 24.0861 | 0 | -24.0861 | 0 | 0 | 24.0861 | 200.6907 | 0 | 0 | 0 | 0 | 0 | 24.0861 | 117.4137 | 0
|  |  | 22.6294 | 0 | -22.6294 | 0 | 0 | 22.6294 | 175.547 | 0 | 0 | 0 | 0 | 0 | 22.6294 | 92.2699 | 0
|  |  | 20.8758 | 0 | -20.8758 | 0 | 0 | 20.8758 | 152.3517 | 0 | 0 | 0 | 0 | 0 | 20.8758 | 69.0746 | 0
|  |  | 18.9345 | 0.010788 | -18.9237 | 0 | 0 | 18.9237 | 131.3253 | 0.010788 | 0 | 0 | 0 | 0 | 18.9345 | 48.0362 | 0.010788
|  |  | 15.4144 | 1.8515 | -13.563 | 0 | 0 | 13.563 | 116.2554 | 1.8515 | 0 | 0 | 0 | 0 | 15.4144 | 30.9091 | 1.8515
|  |  | 11.7376 | 10.0163 | -1.7213 | 0 | 0 | 1.7213 | 114.3428 | 10.0163 | 0 | 0 | 0 | 0 | 11.7376 | 17.8673 | 10.0163
|  |  | 16.1057 | 26.3996 | 10.2938 | 0.025182 | 10.2938 | 0 | 123.6073 | 16.1057 | 0 | 0 | 0.025182 | 0 | 16.0806 | 0 | 16.1057
|  |  | 19.9504 | 47.5636 | 27.6132 | 40.4177 | 27.6132 | 0 | 148.4592 | 19.9504 | 0 | 20.4673 | 19.9504 | 0 | 0 | 0 | 19.9504
|  |  | 26.3005 | 72.7353 | 46.4348 | 99.1681 | 46.4348 | 0 | 190.2505 | 26.3005 | 0 | 72.8676 | 26.3005 | 0 | 0 | 0 | 26.3005
|  |  | 31.0713 | 93.8632 | 62.7919 | 152.1769 | 62.7919 | 0 | 246.7632 | 31.0713 | 0 | 121.1056 | 31.0713 | 0 | 0 | 0 | 31.0713
|  |  | 33.2435 | 102.9897 | 69.7462 | 195.1128 | 69.7462 | 0 | 309.5348 | 33.2435 | 0 | 161.8693 | 33.2435 | 0 | 0 | 0 | 33.2435
|  |  | 33.9264 | 112.0096 | 78.0832 | 216.543 | 78.0832 | 0 | 379.8097 | 33.9264 | 0 | 182.6166 | 33.9264 | 0 | 0 | 0 | 33.9264
|  |  | 35.3688 | 111.5064 | 76.1376 | 223.7451 | 3.1217 | 0 | 382.6192 | 108.3847 | 73.0159 | 188.3764 | 35.3688 | 0 | 0 | 0 | 108.3847
|  |  | 34.1685 | 103.7925 | 69.6239 | 218.2806 | 0 | 0 | 382.6192 | 103.7925 | 69.6239 | 184.112 | 34.1685 | 0 | 0 | 0 | 103.7925
|  |  | 35.1159 | 98.2448 | 63.1289 | 201.761 | 0 | 0 | 382.6192 | 98.2448 | 63.1289 | 49.397 | 35.1159 | 117.248 | 0 | 105.5232 | 98.2448
|  |  | 40.4938 | 83.0864 | 42.5926 | 169.4772 | 0 | 0 | 382.6192 | 83.0864 | 42.5926 | 0 | 40.4938 | 128.9834 | 0 | 221.6082 | 83.0864
|  |  | 46.2897 | 63.3763 | 17.0866 | 134.0456 | 0 | 0 | 382.6192 | 63.3763 | 17.0866 | 0 | 46.2897 | 87.756 | 0 | 300.5886 | 63.3763
|  |  | 46.7678 | 41.3763 | -5.3914 | 76.504 | 0 | 5.3914 | 376.6288 | 41.3763 | 0 | 0 | 46.7678 | 29.7362 | 0 | 327.3512 | 41.3763
|  |  | 41.1187 | 19.8282 | -21.2905 | 2.7701 | 0 | 21.2905 | 352.9726 | 19.8282 | 0 | 0 | 2.7701 | 0 | 38.3486 | 284.7416 | 19.8282
|  |  | 30.6708 | 5.3046 | -25.3661 | 0 | 0 | 25.3661 | 324.788 | 5.3046 | 0 | 0 | 0 | 0 | 30.6708 | 250.663 | 5.3046
|  |  | 23.3615 | 0.091698 | -23.2698 | 0 | 0 | 23.2698 | 298.9327 | 0.091698 | 0 | 0 | 0 | 0 | 23.3615 | 224.7057 | 0.091698
|  |  | 23.6941 | 0 | -23.6941 | 0 | 0 | 23.6941 | 272.6059 | 0 | 0 | 0 | 0 | 0 | 23.6941 | 198.3789 | 0
|  |  | 24.2768 | 0 | -24.2768 | 0 | 0 | 24.2768 | 245.6316 | 0 | 0 | 0 | 0 | 0 | 24.2768 | 171.4046 | 0
|  |  | 24.5562 | 0 | -24.5562 | 0 | 0 | 24.5562 | 218.347 | 0 | 0 | 0 | 0 | 0 | 24.5562 | 144.12 | 0
|  |  | 24.0861 | 0 | -24.0861 | 0 | 0 | 24.0861 | 191.5846 | 0 | 0 | 0 | 0 | 0 | 24.0861 | 117.3577 | 0
|  |  | 22.6294 | 0 | -22.6294 | 0 | 0 | 22.6294 | 166.4409 | 0 | 0 | 0 | 0 | 0 | 22.6294 | 92.2139 | 0
|  |  | 20.8758 | 0 | -20.8758 | 0 | 0 | 20.8758 | 143.2456 | 0 | 0 | 0 | 0 | 0 | 20.8758 | 69.0186 | 0
|  |  | 18.9345 | 0.010924 | -18.9236 | 0 | 0 | 18.9236 | 122.2194 | 0.010924 | 0 | 0 | 0 | 0 | 18.9345 | 47.9803 | 0.010924
|  |  | 15.4144 | 1.5674 | -13.847 | 0 | 0 | 13.847 | 106.8338 | 1.5674 | 0 | 0 | 0 | 0 | 15.4144 | 30.8531 | 1.5674
|  |  | 11.7376 | 9.2917 | -2.4459 | 0 | 0 | 2.4459 | 104.1161 | 9.2917 | 0 | 0 | 0 | 0 | 11.7376 | 17.8113 | 9.2917
|  |  | 16.1057 | 25.2299 | 9.1241 | 0.075547 | 9.1241 | 0 | 112.3278 | 16.1057 | 0 | 0 | 0.075547 | 0 | 16.0302 | 0 | 16.1057
|  |  | 19.9504 | 44.2392 | 24.2889 | 61.8227 | 24.2889 | 0 | 134.1878 | 19.9504 | 0 | 41.8723 | 19.9504 | 0 | 0 | 0 | 19.9504
|  |  | 26.3005 | 63.2544 | 36.9538 | 130.2431 | 36.9538 | 0 | 167.4462 | 26.3005 | 0 | 103.9426 | 26.3005 | 0 | 0 | 0 | 26.3005
|  |  | 31.0713 | 84.2906 | 53.2193 | 148.9788 | 53.2193 | 0 | 215.3436 | 31.0713 | 0 | 117.9075 | 31.0713 | 0 | 0 | 0 | 31.0713
|  |  | 33.2435 | 100.4634 | 67.2199 | 122.5877 | 67.2199 | 0 | 275.8415 | 33.2435 | 0 | 89.3441 | 33.2435 | 0 | 0 | 0 | 33.2435
|  |  | 33.9264 | 104.4723 | 70.5459 | 111.9103 | 70.5459 | 0 | 339.3328 | 33.9264 | 0 | 77.9839 | 33.9264 | 0 | 0 | 0 | 33.9264
|  |  | 35.3688 | 106.8642 | 71.4954 | 165.6998 | 48.096 | 0 | 382.6192 | 58.7681 | 23.3994 | 130.3311 | 35.3688 | 0 | 0 | 0 | 58.7681
|  |  | 34.1685 | 104.3932 | 70.2246 | 169.3513 | 0 | 0 | 382.6192 | 104.3932 | 70.2246 | 11.0215 | 34.1685 | 124.1613 | 0 | 111.7451 | 104.3932
|  |  | 35.1159 | 96.0065 | 60.8906 | 130.8475 | 0 | 0 | 382.6192 | 96.0065 | 60.8906 | 0 | 35.1159 | 95.7316 | 0 | 197.9036 | 96.0065
|  |  | 40.4938 | 80.1282 | 39.6344 | 86.6525 | 0 | 0 | 382.6192 | 80.1282 | 39.6344 | 0 | 40.4938 | 46.1586 | 0 | 239.4463 | 80.1282
|  |  | 46.2897 | 56.1315 | 9.8419 | 129.815 | 0 | 0 | 382.6192 | 56.1315 | 9.8419 | 0 | 46.2897 | 83.5253 | 0 | 314.6191 | 56.1315
|  |  | 46.7678 | 35.9214 | -10.8464 | 80.508 | 0 | 10.8464 | 370.5677 | 35.9214 | 0 | 0 | 46.7678 | 33.7402 | 0 | 344.9853 | 35.9214
|  |  | 41.1187 | 17.7661 | -23.3526 | 5.7416 | 0 | 23.3526 | 344.6204 | 17.7661 | 0 | 0 | 5.7416 | 0 | 35.3771 | 305.6774 | 17.7661
|  |  | 30.6708 | 4.5946 | -26.0761 | 0 | 0 | 26.0761 | 315.6469 | 4.5946 | 0 | 0 | 0 | 0 | 30.6708 | 271.5988 | 4.5946
|  |  | 23.3615 | 0.058842 | -23.3027 | 0 | 0 | 23.3027 | 289.755 | 0.058842 | 0 | 0 | 0 | 0 | 23.3615 | 245.6415 | 0.058842
|  |  | 23.6941 | 0 | -23.6941 | 0 | 0 | 23.6941 | 263.4282 | 0 | 0 | 0 | 0 | 0 | 23.6941 | 219.3147 | 0
|  |  | 24.2768 | 0 | -24.2768 | 0 | 0 | 24.2768 | 236.454 | 0 | 0 | 0 | 0 | 0 | 24.2768 | 192.3404 | 0
|  |  | 24.5562 | 0 | -24.5562 | 0 | 0 | 24.5562 | 209.1693 | 0 | 0 | 0 | 0 | 0 | 24.5562 | 165.0558 | 0
|  |  | 30.2465 | 0 | -30.2465 | 0 | 0 | 30.2465 | 175.5622 | 0 | 0 | 0 | 0 | 0 | 30.2465 | 131.4486 | 0
|  |  | 28.1491 | 0 | -28.1491 | 0 | 0 | 28.1491 | 144.2854 | 0 | 0 | 0 | 0 | 0 | 28.1491 | 100.1718 | 0
|  |  | 25.2107 | 0 | -25.2107 | 0 | 0 | 25.2107 | 116.2735 | 0 | 0 | 0 | 0 | 0 | 25.2107 | 72.1599 | 0
|  |  | 21.4417 | 0 | -21.4417 | 0 | 0 | 21.4417 | 92.4494 | 0 | 0 | 0 | 0 | 0 | 21.4417 | 48.3359 | 0
|  |  | 17.5188 | 1.7038 | -15.815 | 0 | 0 | 15.815 | 74.8772 | 1.7038 | 0 | 0 | 0 | 0 | 17.5188 | 28.8705 | 1.7038
|  |  | 14.3414 | 9.8737 | -4.4677 | 0 | 0 | 4.4677 | 69.9131 | 9.8737 | 0 | 0 | 0 | 0 | 14.3414 | 12.9356 | 9.8737
|  |  | 11.6673 | 26.8567 | 15.1895 | 0.025182 | 15.1895 | 0 | 83.5836 | 11.6673 | 0 | 0 | 0.025182 | 0 | 11.6421 | 0 | 11.6673
|  |  | 9.167 | 48.775 | 39.608 | 58.549 | 39.608 | 0 | 119.2308 | 9.167 | 0 | 49.382 | 9.167 | 0 | 0 | 0 | 9.167
|  |  | 7.1962 | 70.0451 | 62.8489 | 134.5493 | 62.8489 | 0 | 175.7948 | 7.1962 | 0 | 127.3531 | 7.1962 | 0 | 0 | 0 | 7.1962
|  |  | 6.03 | 84.9235 | 78.8935 | 194.307 | 78.8935 | 0 | 246.7989 | 6.03 | 0 | 188.277 | 6.03 | 0 | 0 | 0 | 6.03
|  |  | 6.0645 | 97.1044 | 91.04 | 244.2184 | 91.04 | 0 | 328.7349 | 6.0645 | 0 | 238.1539 | 6.0645 | 0 | 0 | 0 | 6.0645
|  |  | 6.9622 | 107.9458 | 100.9836 | 135.758 | 59.8715 | 0 | 382.6192 | 48.0743 | 41.1121 | 128.7958 | 6.9622 | 0 | 0 | 0 | 48.0743
|  |  | 9.2104 | 113.3341 | 104.1236 | 150.9682 | 0 | 0 | 382.6192 | 113.3341 | 104.1236 | 138.7163 | 9.2104 | 3.0414 | 0 | 2.7373 | 113.3341
|  |  | 12.2202 | 111.3947 | 99.1745 | 146.2591 | 0 | 0 | 382.6192 | 111.3947 | 99.1745 | 0 | 12.2202 | 134.0388 | 0 | 123.3722 | 111.3947
|  |  | 15.3949 | 97.3999 | 82.005 | 137.9741 | 0 | 0 | 382.6192 | 97.3999 | 82.005 | 0 | 15.3949 | 122.5791 | 0 | 233.6935 | 97.3999
|  |  | 18.6761 | 75.9798 | 57.3037 | 109.4173 | 0 | 0 | 382.6192 | 75.9798 | 57.3037 | 0 | 18.6761 | 90.7412 | 0 | 315.3606 | 75.9798
|  |  | 22.1391 | 55.8847 | 33.7456 | 77.0832 | 0 | 0 | 382.6192 | 55.8847 | 33.7456 | 0 | 22.1391 | 54.944 | 0 | 364.8102 | 55.8847
|  |  | 26.0591 | 36.5222 | 10.4631 | 42.5582 | 0 | 0 | 382.6192 | 36.5222 | 10.4631 | 0 | 26.0591 | 16.499 | 0 | 379.6593 | 36.5222
|  |  | 29.8278 | 17.683 | -12.1448 | 2.3671 | 0 | 12.1448 | 369.125 | 17.683 | 0 | 0 | 2.3671 | 0 | 27.4607 | 349.1474 | 17.683
|  |  | 32.3465 | 4.9674 | -27.3791 | 0 | 0 | 27.3791 | 338.7038 | 4.9674 | 0 | 0 | 0 | 0 | 32.3465 | 313.2069 | 4.9674
|  |  | 33.6507 | 0.37034 | -33.2804 | 0 | 0 | 33.2804 | 301.7256 | 0.37034 | 0 | 0 | 0 | 0 | 33.6507 | 275.8172 | 0.37034
|  |  | 34.0882 | 0 | -34.0882 | 0 | 0 | 34.0882 | 263.8498 | 0 | 0 | 0 | 0 | 0 | 34.0882 | 237.9415 | 0
|  |  | 33.501 | 0 | -33.501 | 0 | 0 | 33.501 | 226.6265 | 0 | 0 | 0 | 0 | 0 | 33.501 | 200.7182 | 0
|  |  | 32.1465 | 0 | -32.1465 | 0 | 0 | 32.1465 | 190.9082 | 0 | 0 | 0 | 0 | 0 | 32.1465 | 164.9998 | 0
|  |  | 30.2465 | 0 | -30.2465 | 0 | 0 | 30.2465 | 157.301 | 0 | 0 | 0 | 0 | 0 | 30.2465 | 131.3927 | 0
|  |  | 28.1491 | 0 | -28.1491 | 0 | 0 | 28.1491 | 126.0242 | 0 | 0 | 0 | 0 | 0 | 28.1491 | 100.1159 | 0
|  |  | 25.2107 | 0 | -25.2107 | 0 | 0 | 25.2107 | 98.0123 | 0 | 0 | 0 | 0 | 0 | 25.2107 | 72.104 | 0
|  |  | 21.4417 | 0 | -21.4417 | 0 | 0 | 21.4417 | 74.1883 | 0 | 0 | 0 | 0 | 0 | 21.4417 | 48.2799 | 0
|  |  | 17.5188 | 1.4966 | -16.0223 | 0 | 0 | 16.0223 | 56.3857 | 1.4966 | 0 | 0 | 0 | 0 | 17.5188 | 28.8145 | 1.4966
|  |  | 14.3414 | 8.3342 | -6.0072 | 0 | 0 | 6.0072 | 49.7111 | 8.3342 | 0 | 0 | 0 | 0 | 14.3414 | 12.8797 | 8.3342
|  |  | 11.6673 | 23.5233 | 11.8561 | 0.075547 | 11.8561 | 0 | 60.3815 | 11.6673 | 0 | 0 | 0.075547 | 0 | 11.5917 | 0 | 11.6673
|  |  | 9.167 | 45.4815 | 36.3145 | 58.8008 | 36.3145 | 0 | 93.0646 | 9.167 | 0 | 49.6338 | 9.167 | 0 | 0 | 0 | 9.167
|  |  | 7.1962 | 67.84 | 60.6438 | 115.1337 | 60.6438 | 0 | 147.644 | 7.1962 | 0 | 107.9375 | 7.1962 | 0 | 0 | 0 | 7.1962
|  |  | 6.03 | 86.1183 | 80.0883 | 199.6708 | 80.0883 | 0 | 219.7235 | 6.03 | 0 | 193.6408 | 6.03 | 0 | 0 | 0 | 6.03
|  |  | 6.0645 | 102.0617 | 95.9972 | 180.5826 | 95.9972 | 0 | 306.121 | 6.0645 | 0 | 158.0365 | 6.0645 | 16.4816 | 0 | 14.8334 | 6.0645
|  |  | 6.9622 | 115.7559 | 108.7937 | 80.9864 | 84.9981 | 0 | 382.6192 | 30.7578 | 23.7956 | 0 | 6.9622 | 74.0242 | 0 | 81.4552 | 30.7578
|  |  | 9.2104 | 118.0342 | 108.8238 | 85.5696 | 0 | 0 | 382.6192 | 118.0342 | 108.8238 | 0 | 9.2104 | 76.3592 | 0 | 150.1785 | 118.0342
|  |  | 12.2202 | 112.3369 | 100.1167 | 85.6703 | 0 | 0 | 382.6192 | 112.3369 | 100.1167 | 0 | 12.2202 | 73.4501 | 0 | 216.2836 | 112.3369
|  |  | 15.3949 | 104.1302 | 88.7352 | 95.6677 | 0 | 0 | 382.6192 | 104.1302 | 88.7352 | 0 | 15.3949 | 80.2728 | 0 | 288.5291 | 104.1302
|  |  | 18.6761 | 85.8114 | 67.1353 | 79.9288 | 0 | 0 | 382.6192 | 85.8114 | 67.1353 | 0 | 18.6761 | 61.2527 | 0 | 343.6565 | 85.8114
|  |  | 22.1391 | 64.1693 | 42.0302 | 36.3633 | 0 | 0 | 382.6192 | 64.1693 | 42.0302 | 0 | 22.1391 | 14.2242 | 0 | 356.4583 | 64.1693
|  |  | 26.0591 | 43.0185 | 16.9594 | 28.6071 | 0 | 0 | 382.6192 | 43.0185 | 16.9594 | 0 | 26.0591 | 2.548 | 0 | 358.7515 | 43.0185
|  |  | 29.8278 | 20.4939 | -9.3339 | 2.4427 | 0 | 9.3339 | 372.2483 | 20.4939 | 0 | 0 | 2.4427 | 0 | 27.3851 | 328.3236 | 20.4939
|  |  | 32.3465 | 5.2412 | -27.1052 | 0 | 0 | 27.1052 | 342.1313 | 5.2412 | 0 | 0 | 0 | 0 | 32.3465 | 292.3831 | 5.2412
|  |  | 33.6507 | 0.34873 | -33.302 | 0 | 0 | 33.302 | 305.1291 | 0.34873 | 0 | 0 | 0 | 0 | 33.6507 | 254.9934 | 0.34873
|  |  | 34.0882 | 0 | -34.0882 | 0 | 0 | 34.0882 | 267.2534 | 0 | 0 | 0 | 0 | 0 | 34.0882 | 217.1176 | 0
|  |  | 33.501 | 0 | -33.501 | 0 | 0 | 33.501 | 230.0301 | 0 | 0 | 0 | 0 | 0 | 33.501 | 179.8943 | 0
|  |  | 32.1465 | 0 | -32.1465 | 0 | 0 | 32.1465 | 194.3117 | 0 | 0 | 0 | 0 | 0 | 32.1465 | 144.176 | 0
|  |  | 24.0861 | 0 | -24.0861 | 0 | 0 | 24.0861 | 167.5494 | 0 | 0 | 0 | 0 | 0 | 24.0861 | 117.4137 | 0
|  |  | 22.6294 | 0 | -22.6294 | 0 | 0 | 22.6294 | 142.4057 | 0 | 0 | 0 | 0 | 0 | 22.6294 | 92.2699 | 0
|  |  | 20.8758 | 0 | -20.8758 | 0 | 0 | 20.8758 | 119.2104 | 0 | 0 | 0 | 0 | 0 | 20.8758 | 69.0746 | 0
|  |  | 18.9345 | 0 | -18.9345 | 0 | 0 | 18.9345 | 98.172 | 0 | 0 | 0 | 0 | 0 | 18.9345 | 48.0362 | 0
|  |  | 15.4144 | 1.1949 | -14.2195 | 0 | 0 | 14.2195 | 82.3725 | 1.1949 | 0 | 0 | 0 | 0 | 15.4144 | 30.9091 | 1.1949
|  |  | 11.7376 | 8.9532 | -2.7844 | 0 | 0 | 2.7844 | 79.2787 | 8.9532 | 0 | 0 | 0 | 0 | 11.7376 | 17.8673 | 8.9532
|  |  | 16.1057 | 25.9961 | 9.8903 | 0.025182 | 9.8903 | 0 | 88.18 | 16.1057 | 0 | 0 | 0.025182 | 0 | 16.0806 | 0 | 16.1057
|  |  | 19.9504 | 50.0826 | 30.1322 | 59.5814 | 30.1322 | 0 | 115.299 | 19.9504 | 0 | 39.6311 | 19.9504 | 0 | 0 | 0 | 19.9504
|  |  | 26.3005 | 72.8093 | 46.5087 | 134.9774 | 46.5087 | 0 | 157.1568 | 26.3005 | 0 | 108.6769 | 26.3005 | 0 | 0 | 0 | 26.3005
|  |  | 31.0713 | 95.8618 | 64.7905 | 199.3938 | 64.7905 | 0 | 215.4683 | 31.0713 | 0 | 168.3225 | 31.0713 | 0 | 0 | 0 | 31.0713
|  |  | 33.2435 | 117.8531 | 84.6095 | 249.406 | 84.6095 | 0 | 291.6169 | 33.2435 | 0 | 216.1624 | 33.2435 | 0 | 0 | 0 | 33.2435
|  |  | 33.9264 | 131.9983 | 98.0719 | 281.9667 | 98.0719 | 0 | 379.8816 | 33.9264 | 0 | 248.0403 | 33.9264 | 0 | 0 | 0 | 33.9264
|  |  | 35.3688 | 130.2956 | 94.9269 | 294.3816 | 3.0419 | 0 | 382.6192 | 127.2538 | 91.885 | 259.0128 | 35.3688 | 0 | 0 | 0 | 127.2538
|  |  | 34.1685 | 115.9184 | 81.7499 | 287.2298 | 0 | 0 | 382.6192 | 115.9184 | 81.7499 | 253.0613 | 34.1685 | 0 | 0 | 0 | 115.9184
|  |  | 35.1159 | 101.7541 | 66.6382 | 260.2595 | 0 | 0 | 382.6192 | 101.7541 | 66.6382 | 183.281 | 35.1159 | 41.8626 | 0 | 37.6764 | 101.7541
|  |  | 40.4938 | 79.3072 | 38.8134 | 215.5861 | 0 | 0 | 382.6192 | 79.3072 | 38.8134 | 0 | 40.4938 | 175.0922 | 0 | 195.2594 | 79.3072
|  |  | 46.2897 | 55.2581 | 8.9685 | 156.0802 | 0 | 0 | 382.6192 | 55.2581 | 8.9685 | 0 | 46.2897 | 109.7905 | 0 | 294.0708 | 55.2581
|  |  | 46.7678 | 35.1907 | -11.5771 | 85.9222 | 0 | 11.5771 | 369.7558 | 35.1907 | 0 | 0 | 46.7678 | 39.1544 | 0 | 329.3098 | 35.1907
|  |  | 41.1187 | 16.285 | -24.8337 | 1.0577 | 0 | 24.8337 | 342.1629 | 16.285 | 0 | 0 | 1.0577 | 0 | 40.061 | 284.7975 | 16.285
|  |  | 30.6708 | 4.4889 | -26.1818 | 0 | 0 | 26.1818 | 313.072 | 4.4889 | 0 | 0 | 0 | 0 | 30.6708 | 250.7189 | 4.4889
|  |  | 23.3615 | 0.35492 | -23.0066 | 0 | 0 | 23.0066 | 287.5091 | 0.35492 | 0 | 0 | 0 | 0 | 23.3615 | 224.7617 | 0.35492
|  |  | 23.6941 | 0 | -23.6941 | 0 | 0 | 23.6941 | 261.1823 | 0 | 0 | 0 | 0 | 0 | 23.6941 | 198.4349 | 0
|  |  | 24.2768 | 0 | -24.2768 | 0 | 0 | 24.2768 | 234.208 | 0 | 0 | 0 | 0 | 0 | 24.2768 | 171.4606 | 0
|  |  | 24.5562 | 0 | -24.5562 | 0 | 0 | 24.5562 | 206.9234 | 0 | 0 | 0 | 0 | 0 | 24.5562 | 144.176 | 0
|  |  | 24.0861 | 0 | -24.0861 | 0 | 0 | 24.0861 | 180.161 | 0 | 0 | 0 | 0 | 0 | 24.0861 | 117.4137 | 0
|  |  | 22.6294 | 0 | -22.6294 | 0 | 0 | 22.6294 | 155.0173 | 0 | 0 | 0 | 0 | 0 | 22.6294 | 92.2699 | 0
|  |  | 20.8758 | 0 | -20.8758 | 0 | 0 | 20.8758 | 131.822 | 0 | 0 | 0 | 0 | 0 | 20.8758 | 69.0746 | 0
|  |  | 18.9345 | 0 | -18.9345 | 0 | 0 | 18.9345 | 110.7836 | 0 | 0 | 0 | 0 | 0 | 18.9345 | 48.0362 | 0
|  |  | 15.4144 | 1.4039 | -14.0105 | 0 | 0 | 14.0105 | 95.2164 | 1.4039 | 0 | 0 | 0 | 0 | 15.4144 | 30.9091 | 1.4039
|  |  | 11.7376 | 8.0153 | -3.7224 | 0 | 0 | 3.7224 | 91.0804 | 8.0153 | 0 | 0 | 0 | 0 | 11.7376 | 17.8673 | 8.0153
|  |  | 16.1057 | 22.0878 | 5.9821 | 0.025182 | 5.9821 | 0 | 96.4643 | 16.1057 | 0 | 0 | 0.025182 | 0 | 16.0806 | 0 | 16.1057
|  |  | 19.9504 | 40.1745 | 20.2241 | 48.0983 | 20.2241 | 0 | 114.666 | 19.9504 | 0 | 28.1479 | 19.9504 | 0 | 0 | 0 | 19.9504
|  |  | 26.3005 | 58.6279 | 32.3274 | 110.626 | 32.3274 | 0 | 143.7607 | 26.3005 | 0 | 84.3255 | 26.3005 | 0 | 0 | 0 | 26.3005
|  |  | 31.0713 | 80.1355 | 49.0642 | 165.3221 | 49.0642 | 0 | 187.9185 | 31.0713 | 0 | 134.2508 | 31.0713 | 0 | 0 | 0 | 31.0713
|  |  | 33.2435 | 99.5625 | 66.319 | 207.9306 | 66.319 | 0 | 247.6055 | 33.2435 | 0 | 174.6871 | 33.2435 | 0 | 0 | 0 | 33.2435
|  |  | 33.9264 | 104.0064 | 70.08 | 237.1673 | 70.08 | 0 | 310.6775 | 33.9264 | 0 | 203.2409 | 33.9264 | 0 | 0 | 0 | 33.9264
|  |  | 35.3688 | 102.0556 | 66.6868 | 250.3881 | 66.6868 | 0 | 370.6956 | 35.3688 | 0 | 215.0193 | 35.3688 | 0 | 0 | 0 | 35.3688
|  |  | 34.1685 | 107.7384 | 73.5699 | 245.5279 | 13.2484 | 0 | 382.6192 | 94.49 | 60.3215 | 211.3593 | 34.1685 | 0 | 0 | 0 | 94.49
|  |  | 35.1159 | 107.2318 | 72.1159 | 224.5762 | 0 | 0 | 382.6192 | 107.2318 | 72.1159 | 94.4001 | 35.1159 | 95.0602 | 0 | 85.5542 | 107.2318
|  |  | 40.4938 | 90.8483 | 50.3544 | 188.0366 | 0 | 0 | 382.6192 | 90.8483 | 50.3544 | 0 | 40.4938 | 147.5427 | 0 | 218.3426 | 90.8483
|  |  | 46.2897 | 67.8189 | 21.5292 | 137.1934 | 0 | 0 | 382.6192 | 67.8189 | 21.5292 | 0 | 46.2897 | 90.9037 | 0 | 300.156 | 67.8189
|  |  | 46.7678 | 42.9759 | -3.7919 | 78.166 | 0 | 3.7919 | 378.4061 | 42.9759 | 0 | 0 | 46.7678 | 31.3982 | 0 | 328.4144 | 42.9759
|  |  | 41.1187 | 19.6398 | -21.4788 | 1.8635 | 0 | 21.4788 | 354.5407 | 19.6398 | 0 | 0 | 1.8635 | 0 | 39.2552 | 284.7975 | 19.6398
|  |  | 30.6708 | 4.8836 | -25.7871 | 0 | 0 | 25.7871 | 325.8883 | 4.8836 | 0 | 0 | 0 | 0 | 30.6708 | 250.7189 | 4.8836
|  |  | 23.3615 | 0.34953 | -23.012 | 0 | 0 | 23.012 | 300.3194 | 0.34953 | 0 | 0 | 0 | 0 | 23.3615 | 224.7617 | 0.34953
|  |  | 23.6941 | 0 | -23.6941 | 0 | 0 | 23.6941 | 273.9926 | 0 | 0 | 0 | 0 | 0 | 23.6941 | 198.4349 | 0
|  |  | 24.2768 | 0 | -24.2768 | 0 | 0 | 24.2768 | 247.0183 | 0 | 0 | 0 | 0 | 0 | 24.2768 | 171.4606 | 0
|  |  | 24.5562 | 0 | -24.5562 | 0 | 0 | 24.5562 | 219.7337 | 0 | 0 | 0 | 0 | 0 | 24.5562 | 144.176 | 0
|  |  | 24.0861 | 0 | -24.0861 | 0 | 0 | 24.0861 | 192.9714 | 0 | 0 | 0 | 0 | 0 | 24.0861 | 117.4137 | 0
|  |  | 22.6294 | 0 | -22.6294 | 0 | 0 | 22.6294 | 167.8276 | 0 | 0 | 0 | 0 | 0 | 22.6294 | 92.2699 | 0
|  |  | 20.8758 | 0 | -20.8758 | 0 | 0 | 20.8758 | 144.6323 | 0 | 0 | 0 | 0 | 0 | 20.8758 | 69.0746 | 0
|  |  | 18.9345 | 0 | -18.9345 | 0 | 0 | 18.9345 | 123.594 | 0 | 0 | 0 | 0 | 0 | 18.9345 | 48.0362 | 0
|  |  | 15.4144 | 1.3693 | -14.0452 | 0 | 0 | 14.0452 | 107.9883 | 1.3693 | 0 | 0 | 0 | 0 | 15.4144 | 30.9091 | 1.3693
|  |  | 11.7376 | 9.5432 | -2.1944 | 0 | 0 | 2.1944 | 105.55 | 9.5432 | 0 | 0 | 0 | 0 | 11.7376 | 17.8673 | 9.5432
|  |  | 16.1057 | 26.2133 | 10.1075 | 0.025182 | 10.1075 | 0 | 114.6468 | 16.1057 | 0 | 0 | 0.025182 | 0 | 16.0806 | 0 | 16.1057
|  |  | 19.9504 | 49.4089 | 29.4586 | 55.0486 | 29.4586 | 0 | 141.1595 | 19.9504 | 0 | 35.0982 | 19.9504 | 0 | 0 | 0 | 19.9504
|  |  | 26.3005 | 73.9849 | 47.6844 | 121.0012 | 47.6844 | 0 | 184.0754 | 26.3005 | 0 | 94.7007 | 26.3005 | 0 | 0 | 0 | 26.3005
|  |  | 31.0713 | 94.4782 | 63.4069 | 179.1472 | 63.4069 | 0 | 241.1417 | 31.0713 | 0 | 148.0759 | 31.0713 | 0 | 0 | 0 | 31.0713
|  |  | 33.2435 | 108.4501 | 75.2065 | 224.2488 | 75.2065 | 0 | 308.8275 | 33.2435 | 0 | 191.0052 | 33.2435 | 0 | 0 | 0 | 33.2435
|  |  | 33.9264 | 111.952 | 78.0256 | 253.5862 | 78.0256 | 0 | 379.0505 | 33.9264 | 0 | 219.6598 | 33.9264 | 0 | 0 | 0 | 33.9264
|  |  | 35.3688 | 114.0965 | 78.7277 | 265.3967 | 3.9652 | 0 | 382.6192 | 110.1312 | 74.7625 | 230.028 | 35.3688 | 0 | 0 | 0 | 110.1312
|  |  | 34.1685 | 117.1908 | 83.0223 | 260.3099 | 0 | 0 | 382.6192 | 117.1908 | 83.0223 | 226.1414 | 34.1685 | 0 | 0 | 0 | 117.1908
|  |  | 35.1159 | 109.9593 | 74.8434 | 237.8473 | 0 | 0 | 382.6192 | 109.9593 | 74.8434 | 136.5643 | 35.1159 | 66.167 | 0 | 59.5503 | 109.9593
|  |  | 40.4938 | 93.7036 | 53.2098 | 199.9478 | 0 | 0 | 382.6192 | 93.7036 | 53.2098 | 0 | 40.4938 | 159.454 | 0 | 203.0589 | 93.7036
|  |  | 46.2897 | 71.0186 | 24.7289 | 147.8959 | 0 | 0 | 382.6192 | 71.0186 | 24.7289 | 0 | 46.2897 | 101.6062 | 0 | 294.5045 | 71.0186
|  |  | 46.7678 | 43.6999 | -3.0679 | 84.663 | 0 | 3.0679 | 379.2105 | 43.6999 | 0 | 0 | 46.7678 | 37.8953 | 0 | 328.6103 | 43.6999
|  |  | 41.1187 | 19.2084 | -21.9103 | 1.6872 | 0 | 21.9103 | 354.8657 | 19.2084 | 0 | 0 | 1.6872 | 0 | 39.4315 | 284.7975 | 19.2084
|  |  | 30.6708 | 4.5884 | -26.0824 | 0 | 0 | 26.0824 | 325.8853 | 4.5884 | 0 | 0 | 0 | 0 | 30.6708 | 250.7189 | 4.5884
|  |  | 23.3615 | 0.26481 | -23.0967 | 0 | 0 | 23.0967 | 300.2222 | 0.26481 | 0 | 0 | 0 | 0 | 23.3615 | 224.7617 | 0.26481
|  |  | 23.6941 | 0 | -23.6941 | 0 | 0 | 23.6941 | 273.8954 | 0 | 0 | 0 | 0 | 0 | 23.6941 | 198.4349 | 0
|  |  | 24.2768 | 0 | -24.2768 | 0 | 0 | 24.2768 | 246.9212 | 0 | 0 | 0 | 0 | 0 | 24.2768 | 171.4606 | 0
|  |  | 24.5562 | 0 | -24.5562 | 0 | 0 | 24.5562 | 219.6365 | 0 | 0 | 0 | 0 | 0 | 24.5562 | 144.176 | 0
|  |  | 24.0861 | 0 | -24.0861 | 0 | 0 | 24.0861 | 192.8742 | 0 | 0 | 0 | 0 | 0 | 24.0861 | 117.4137 | 0
|  |  | 22.6294 | 0 | -22.6294 | 0 | 0 | 22.6294 | 167.7305 | 0 | 0 | 0 | 0 | 0 | 22.6294 | 92.2699 | 0
|  |  | 20.8758 | 0 | -20.8758 | 0 | 0 | 20.8758 | 144.5352 | 0 | 0 | 0 | 0 | 0 | 20.8758 | 69.0746 | 0
|  |  | 18.9345 | 0 | -18.9345 | 0 | 0 | 18.9345 | 123.4968 | 0 | 0 | 0 | 0 | 0 | 18.9345 | 48.0362 | 0
|  |  | 15.4144 | 1.3233 | -14.0911 | 0 | 0 | 14.0911 | 107.84 | 1.3233 | 0 | 0 | 0 | 0 | 15.4144 | 30.9091 | 1.3233
|  |  | 11.7376 | 9.1639 | -2.5738 | 0 | 0 | 2.5738 | 104.9803 | 9.1639 | 0 | 0 | 0 | 0 | 11.7376 | 17.8673 | 9.1639
|  |  | 16.1057 | 25.8231 | 9.7173 | 0.025182 | 9.7173 | 0 | 113.7259 | 16.1057 | 0 | 0 | 0.025182 | 0 | 16.0806 | 0 | 16.1057
|  |  | 19.9504 | 46.3989 | 26.4485 | 52.1023 | 26.4485 | 0 | 137.5296 | 19.9504 | 0 | 32.1519 | 19.9504 | 0 | 0 | 0 | 19.9504
|  |  | 26.3005 | 68.992 | 42.6914 | 117.8534 | 42.6914 | 0 | 175.9518 | 26.3005 | 0 | 91.5529 | 26.3005 | 0 | 0 | 0 | 26.3005
|  |  | 31.0713 | 92.6964 | 61.6251 | 175.9742 | 61.6251 | 0 | 231.4145 | 31.0713 | 0 | 144.9029 | 31.0713 | 0 | 0 | 0 | 31.0713
|  |  | 33.2435 | 109.229 | 75.9854 | 221.3025 | 75.9854 | 0 | 299.8013 | 33.2435 | 0 | 188.0589 | 33.2435 | 0 | 0 | 0 | 33.2435
|  |  | 33.9264 | 115.6922 | 81.7658 | 250.3629 | 81.7658 | 0 | 373.3905 | 33.9264 | 0 | 216.4365 | 33.9264 | 0 | 0 | 0 | 33.9264
|  |  | 35.3688 | 115.5179 | 80.1491 | 262.6267 | 10.2541 | 0 | 382.6192 | 105.2637 | 69.8949 | 227.2579 | 35.3688 | 0 | 0 | 0 | 105.2637
|  |  | 34.1685 | 111.2216 | 77.053 | 258.3961 | 0 | 0 | 382.6192 | 111.2216 | 77.053 | 224.2275 | 34.1685 | 0 | 0 | 0 | 111.2216
|  |  | 35.1159 | 104.6707 | 69.5548 | 236.3615 | 0 | 0 | 382.6192 | 104.6707 | 69.5548 | 136.0765 | 35.1159 | 65.1691 | 0 | 58.6522 | 104.6707
|  |  | 40.4938 | 84.9832 | 44.4894 | 199.3435 | 0 | 0 | 382.6192 | 84.9832 | 44.4894 | 0 | 40.4938 | 158.8496 | 0 | 201.6168 | 84.9832
|  |  | 46.2897 | 59.7485 | 13.4589 | 148.2737 | 0 | 0 | 382.6192 | 59.7485 | 13.4589 | 0 | 46.2897 | 101.984 | 0 | 293.4024 | 59.7485
|  |  | 46.7678 | 37.3309 | -9.4369 | 85.1415 | 0 | 9.4369 | 372.1338 | 37.3309 | 0 | 0 | 46.7678 | 38.3737 | 0 | 327.9388 | 37.3309
|  |  | 41.1187 | 15.8689 | -25.2497 | 2.2916 | 0 | 25.2497 | 344.0786 | 15.8689 | 0 | 0 | 2.2916 | 0 | 38.8271 | 284.7975 | 15.8689
|  |  | 30.6708 | 3.8662 | -26.8045 | 0 | 0 | 26.8045 | 314.2958 | 3.8662 | 0 | 0 | 0 | 0 | 30.6708 | 250.7189 | 3.8662
|  |  | 23.3615 | 0.17999 | -23.1815 | 0 | 0 | 23.1815 | 288.5385 | 0.17999 | 0 | 0 | 0 | 0 | 23.3615 | 224.7617 | 0.17999
|  |  | 23.6941 | 0 | -23.6941 | 0 | 0 | 23.6941 | 262.2117 | 0 | 0 | 0 | 0 | 0 | 23.6941 | 198.4349 | 0
|  |  | 24.2768 | 0 | -24.2768 | 0 | 0 | 24.2768 | 235.2374 | 0 | 0 | 0 | 0 | 0 | 24.2768 | 171.4606 | 0
|  |  | 24.5562 | 0 | -24.5562 | 0 | 0 | 24.5562 | 207.9528 | 0 | 0 | 0 | 0 | 0 | 24.5562 | 144.176 | 0
|  |  | 24.0861 | 0 | -24.0861 | 0 | 0 | 24.0861 | 181.1905 | 0 | 0 | 0 | 0 | 0 | 24.0861 | 117.4137 | 0
|  |  | 22.6294 | 0 | -22.6294 | 0 | 0 | 22.6294 | 156.0467 | 0 | 0 | 0 | 0 | 0 | 22.6294 | 92.2699 | 0
|  |  | 20.8758 | 0 | -20.8758 | 0 | 0 | 20.8758 | 132.8514 | 0 | 0 | 0 | 0 | 0 | 20.8758 | 69.0746 | 0
|  |  | 18.9345 | 0 | -18.9345 | 0 | 0 | 18.9345 | 111.8131 | 0 | 0 | 0 | 0 | 0 | 18.9345 | 48.0362 | 0
|  |  | 15.4144 | 1.2241 | -14.1903 | 0 | 0 | 14.1903 | 96.0461 | 1.2241 | 0 | 0 | 0 | 0 | 15.4144 | 30.9091 | 1.2241
|  |  | 11.7376 | 9.4887 | -2.2489 | 0 | 0 | 2.2489 | 93.5473 | 9.4887 | 0 | 0 | 0 | 0 | 11.7376 | 17.8673 | 9.4887
|  |  | 16.1057 | 26.0559 | 9.9502 | 0.025182 | 9.9502 | 0 | 102.5025 | 16.1057 | 0 | 0 | 0.025182 | 0 | 16.0806 | 0 | 16.1057
|  |  | 19.9504 | 48.0509 | 28.1005 | 55.0234 | 28.1005 | 0 | 127.7929 | 19.9504 | 0 | 35.0731 | 19.9504 | 0 | 0 | 0 | 19.9504
|  |  | 26.3005 | 70.3423 | 44.0417 | 122.9402 | 44.0417 | 0 | 167.4305 | 26.3005 | 0 | 96.6397 | 26.3005 | 0 | 0 | 0 | 26.3005
|  |  | 31.0713 | 89.2842 | 58.2129 | 183.3778 | 58.2129 | 0 | 219.8221 | 31.0713 | 0 | 152.3066 | 31.0713 | 0 | 0 | 0 | 31.0713
|  |  | 33.2435 | 104.8703 | 71.6268 | 229.9652 | 71.6268 | 0 | 284.2862 | 33.2435 | 0 | 196.7216 | 33.2435 | 0 | 0 | 0 | 33.2435
|  |  | 33.9264 | 113.3518 | 79.4254 | 259.7055 | 79.4254 | 0 | 355.769 | 33.9264 | 0 | 225.7791 | 33.9264 | 0 | 0 | 0 | 33.9264
|  |  | 35.3688 | 114.9968 | 79.628 | 272.0701 | 29.8336 | 0 | 382.6192 | 85.1632 | 49.7944 | 236.7013 | 35.3688 | 0 | 0 | 0 | 85.1632
|  |  | 34.1685 | 110.3231 | 76.1545 | 265.3212 | 0 | 0 | 382.6192 | 110.3231 | 76.1545 | 231.1527 | 34.1685 | 0 | 0 | 0 | 110.3231
|  |  | 35.1159 | 98.9517 | 63.8358 | 241.7505 | 0 | 0 | 382.6192 | 98.9517 | 63.8358 | 113.0611 | 35.1159 | 93.5735 | 0 | 84.2162 | 98.9517
|  |  | 40.4938 | 80.675 | 40.1812 | 201.4084 | 0 | 0 | 382.6192 | 80.675 | 40.1812 | 0 | 40.4938 | 160.9146 | 0 | 229.0393 | 80.675
|  |  | 46.2897 | 59.1476 | 12.8579 | 146.4353 | 0 | 0 | 382.6192 | 59.1476 | 12.8579 | 0 | 46.2897 | 100.1457 | 0 | 319.1704 | 59.1476
|  |  | 46.7678 | 36.6636 | -10.1042 | 80.8605 | 0 | 10.1042 | 371.3924 | 36.6636 | 0 | 0 | 46.7678 | 34.0927 | 0 | 349.8539 | 36.6636
|  |  | 41.1187 | 15.9669 | -25.1518 | 1.3598 | 0 | 25.1518 | 343.446 | 15.9669 | 0 | 0 | 1.3598 | 0 | 39.7588 | 305.6774 | 15.9669
|  |  | 30.6708 | 3.8771 | -26.7936 | 0 | 0 | 26.7936 | 313.6752 | 3.8771 | 0 | 0 | 0 | 0 | 30.6708 | 271.5988 | 3.8771
|  |  | 23.3615 | 0.15891 | -23.2026 | 0 | 0 | 23.2026 | 287.8945 | 0.15891 | 0 | 0 | 0 | 0 | 23.3615 | 245.6415 | 0.15891
|  |  | 23.6941 | 0 | -23.6941 | 0 | 0 | 23.6941 | 261.5677 | 0 | 0 | 0 | 0 | 0 | 23.6941 | 219.3147 | 0
|  |  | 24.2768 | 0 | -24.2768 | 0 | 0 | 24.2768 | 234.5935 | 0 | 0 | 0 | 0 | 0 | 24.2768 | 192.3404 | 0
|  |  | 24.5562 | 0 | -24.5562 | 0 | 0 | 24.5562 | 207.3088 | 0 | 0 | 0 | 0 | 0 | 24.5562 | 165.0558 | 0
|  |  | 30.2465 | 0 | -30.2465 | 0 | 0 | 30.2465 | 173.7017 | 0 | 0 | 0 | 0 | 0 | 30.2465 | 131.4486 | 0
|  |  | 28.1491 | 0 | -28.1491 | 0 | 0 | 28.1491 | 142.4249 | 0 | 0 | 0 | 0 | 0 | 28.1491 | 100.1718 | 0
|  |  | 25.2107 | 0 | -25.2107 | 0 | 0 | 25.2107 | 114.413 | 0 | 0 | 0 | 0 | 0 | 25.2107 | 72.1599 | 0
|  |  | 21.4417 | 0 | -21.4417 | 0 | 0 | 21.4417 | 90.5889 | 0 | 0 | 0 | 0 | 0 | 21.4417 | 48.3359 | 0
|  |  | 17.5188 | 1.1092 | -16.4096 | 0 | 0 | 16.4096 | 72.356 | 1.1092 | 0 | 0 | 0 | 0 | 17.5188 | 28.8705 | 1.1092
|  |  | 14.3414 | 8.5914 | -5.7499 | 0 | 0 | 5.7499 | 65.9672 | 8.5914 | 0 | 0 | 0 | 0 | 14.3414 | 12.9356 | 8.5914
|  |  | 11.6673 | 26.1005 | 14.4332 | 0.025182 | 14.4332 | 0 | 78.9571 | 11.6673 | 0 | 0 | 0.025182 | 0 | 11.6421 | 0 | 11.6673
|  |  | 9.167 | 48.174 | 39.007 | 45.7815 | 39.007 | 0 | 114.0634 | 9.167 | 0 | 36.6145 | 9.167 | 0 | 0 | 0 | 9.167
|  |  | 7.1962 | 65.7663 | 58.5701 | 105.1615 | 58.5701 | 0 | 166.7765 | 7.1962 | 0 | 97.9653 | 7.1962 | 0 | 0 | 0 | 7.1962
|  |  | 6.03 | 82.6997 | 76.6697 | 157.5156 | 76.6697 | 0 | 235.7792 | 6.03 | 0 | 151.4856 | 6.03 | 0 | 0 | 0 | 6.03
|  |  | 6.0645 | 101.337 | 95.2726 | 200.8544 | 95.2726 | 0 | 321.5245 | 6.0645 | 0 | 194.7899 | 6.0645 | 0 | 0 | 0 | 6.0645
|  |  | 6.9622 | 110.2974 | 103.3352 | 230.1163 | 67.8831 | 0 | 382.6192 | 42.4143 | 35.4521 | 223.1541 | 6.9622 | 0 | 0 | 0 | 42.4143
|  |  | 9.2104 | 111.1438 | 101.9334 | 246.1826 | 0 | 0 | 382.6192 | 111.1438 | 101.9334 | 236.9722 | 9.2104 | 0 | 0 | 0 | 111.1438
|  |  | 12.2202 | 107.9075 | 95.6873 | 239.4086 | 0 | 0 | 382.6192 | 107.9075 | 95.6873 | 227.1883 | 12.2202 | 0 | 0 | 0 | 107.9075
|  |  | 15.3949 | 94.2376 | 78.8427 | 218.8346 | 0 | 0 | 382.6192 | 94.2376 | 78.8427 | 111.7154 | 15.3949 | 91.7243 | 0 | 82.5518 | 94.2376
|  |  | 18.6761 | 74.7699 | 56.0938 | 183.3778 | 0 | 0 | 382.6192 | 74.7699 | 56.0938 | 0 | 18.6761 | 164.7018 | 0 | 230.7834 | 74.7699
|  |  | 22.1391 | 53.9001 | 31.761 | 135.758 | 0 | 0 | 382.6192 | 53.9001 | 31.761 | 0 | 22.1391 | 113.6189 | 0 | 333.0404 | 53.9001
|  |  | 26.0591 | 32.4613 | 6.4022 | 77.889 | 0 | 0 | 382.6192 | 32.4613 | 6.4022 | 0 | 26.0591 | 51.8299 | 0 | 379.6873 | 32.4613
|  |  | 29.8278 | 14.5102 | -15.3177 | 2.3923 | 0 | 15.3177 | 365.5996 | 14.5102 | 0 | 0 | 2.3923 | 0 | 27.4355 | 349.2034 | 14.5102
|  |  | 32.3465 | 3.3407 | -29.0058 | 0 | 0 | 29.0058 | 333.371 | 3.3407 | 0 | 0 | 0 | 0 | 32.3465 | 313.2629 | 3.3407
|  |  | 33.6507 | 0.13721 | -33.5135 | 0 | 0 | 33.5135 | 296.1338 | 0.13721 | 0 | 0 | 0 | 0 | 33.6507 | 275.8732 | 0.13721
|  |  | 34.0882 | 0 | -34.0882 | 0 | 0 | 34.0882 | 258.258 | 0 | 0 | 0 | 0 | 0 | 34.0882 | 237.9974 | 0
|  |  | 33.501 | 0 | -33.501 | 0 | 0 | 33.501 | 221.0347 | 0 | 0 | 0 | 0 | 0 | 33.501 | 200.7741 | 0
|  |  | 32.1465 | 0 | -32.1465 | 0 | 0 | 32.1465 | 185.3164 | 0 | 0 | 0 | 0 | 0 | 32.1465 | 165.0558 | 0
|  |  | 30.2465 | 0 | -30.2465 | 0 | 0 | 30.2465 | 151.7092 | 0 | 0 | 0 | 0 | 0 | 30.2465 | 131.4486 | 0
|  |  | 28.1491 | 0 | -28.1491 | 0 | 0 | 28.1491 | 120.4324 | 0 | 0 | 0 | 0 | 0 | 28.1491 | 100.1718 | 0
|  |  | 25.2107 | 0 | -25.2107 | 0 | 0 | 25.2107 | 92.4205 | 0 | 0 | 0 | 0 | 0 | 25.2107 | 72.1599 | 0
|  |  | 21.4417 | 0 | -21.4417 | 0 | 0 | 21.4417 | 68.5965 | 0 | 0 | 0 | 0 | 0 | 21.4417 | 48.3359 | 0
|  |  | 17.5188 | 0.84048 | -16.6784 | 0 | 0 | 16.6784 | 50.0649 | 0.84048 | 0 | 0 | 0 | 0 | 17.5188 | 28.8705 | 0.84048
|  |  | 14.3414 | 7.1654 | -7.176 | 0 | 0 | 7.176 | 42.0916 | 7.1654 | 0 | 0 | 0 | 0 | 14.3414 | 12.9356 | 7.1654
|  |  | 11.6673 | 23.2408 | 11.5735 | 0.025182 | 11.5735 | 0 | 52.5077 | 11.6673 | 0 | 0 | 0.025182 | 0 | 11.6421 | 0 | 11.6673
|  |  | 9.167 | 44.819 | 35.6521 | 47.9976 | 35.6521 | 0 | 84.5946 | 9.167 | 0 | 38.8306 | 9.167 | 0 | 0 | 0 | 9.167
|  |  | 7.1962 | 66.8569 | 59.6607 | 111.0541 | 59.6607 | 0 | 138.2892 | 7.1962 | 0 | 103.8579 | 7.1962 | 0 | 0 | 0 | 7.1962
|  |  | 6.03 | 86.7309 | 80.7009 | 168.0166 | 80.7009 | 0 | 210.92 | 6.03 | 0 | 161.9866 | 6.03 | 0 | 0 | 0 | 6.03
|  |  | 6.0645 | 99.6165 | 93.552 | 212.5894 | 93.552 | 0 | 295.1168 | 6.0645 | 0 | 206.5249 | 6.0645 | 0 | 0 | 0 | 6.0645
|  |  | 6.9622 | 105.1621 | 98.1999 | 242.4053 | 97.2249 | 0 | 382.6192 | 7.9372 | 0.97498 | 235.4431 | 6.9622 | 0 | 0 | 0 | 7.9372
|  |  | 9.2104 | 103.2972 | 94.0868 | 255.4497 | 0 | 0 | 382.6192 | 103.2972 | 94.0868 | 246.2393 | 9.2104 | 0 | 0 | 0 | 103.2972
|  |  | 12.2202 | 94.9504 | 82.7301 | 251.345 | 0 | 0 | 382.6192 | 94.9504 | 82.7301 | 239.1248 | 12.2202 | 0 | 0 | 0 | 94.9504
|  |  | 15.3949 | 82.7537 | 67.3587 | 229.4364 | 0 | 0 | 382.6192 | 82.7537 | 67.3587 | 158.0211 | 15.3949 | 56.0203 | 0 | 50.4183 | 82.7537
|  |  | 18.6761 | 67.071 | 48.395 | 192.3176 | 0 | 0 | 382.6192 | 67.071 | 48.395 | 0 | 18.6761 | 173.6415 | 0 | 206.6956 | 67.071
|  |  | 22.1391 | 52.0934 | 29.9543 | 139.6109 | 0 | 0 | 382.6192 | 52.0934 | 29.9543 | 0 | 22.1391 | 117.4718 | 0 | 312.4203 | 52.0934
|  |  | 26.0591 | 34.2868 | 8.2277 | 78.1912 | 0 | 0 | 382.6192 | 34.2868 | 8.2277 | 0 | 26.0591 | 52.1321 | 0 | 359.3391 | 34.2868
|  |  | 29.8278 | 14.5956 | -15.2323 | 1.9139 | 0 | 15.2323 | 365.6945 | 14.5956 | 0 | 0 | 1.9139 | 0 | 27.914 | 328.3236 | 14.5956
|  |  | 32.3465 | 3.2472 | -29.0993 | 0 | 0 | 29.0993 | 333.362 | 3.2472 | 0 | 0 | 0 | 0 | 32.3465 | 292.3831 | 3.2472
|  |  | 33.6507 | 0.13829 | -33.5124 | 0 | 0 | 33.5124 | 296.126 | 0.13829 | 0 | 0 | 0 | 0 | 33.6507 | 254.9934 | 0.13829
|  |  | 34.0882 | 0 | -34.0882 | 0 | 0 | 34.0882 | 258.2502 | 0 | 0 | 0 | 0 | 0 | 34.0882 | 217.1176 | 0
|  |  | 33.501 | 0 | -33.501 | 0 | 0 | 33.501 | 221.0269 | 0 | 0 | 0 | 0 | 0 | 33.501 | 179.8943 | 0
|  |  | 32.1465 | 0 | -32.1465 | 0 | 0 | 32.1465 | 185.3086 | 0 | 0 | 0 | 0 | 0 | 32.1465 | 144.176 | 0
|  |  | 24.0861 | 0 | -24.0861 | 0 | 0 | 24.0861 | 158.5463 | 0 | 0 | 0 | 0 | 0 | 24.0861 | 117.4137 | 0
|  |  | 22.6294 | 0 | -22.6294 | 0 | 0 | 22.6294 | 133.4025 | 0 | 0 | 0 | 0 | 0 | 22.6294 | 92.2699 | 0
|  |  | 20.8758 | 0 | -20.8758 | 0 | 0 | 20.8758 | 110.2072 | 0 | 0 | 0 | 0 | 0 | 20.8758 | 69.0746 | 0
|  |  | 18.9345 | 0 | -18.9345 | 0 | 0 | 18.9345 | 89.1688 | 0 | 0 | 0 | 0 | 0 | 18.9345 | 48.0362 | 0
|  |  | 15.4144 | 0.85196 | -14.5625 | 0 | 0 | 14.5625 | 72.9883 | 0.85196 | 0 | 0 | 0 | 0 | 15.4144 | 30.9091 | 0.85196
|  |  | 11.7376 | 8.1653 | -3.5723 | 0 | 0 | 3.5723 | 69.0191 | 8.1653 | 0 | 0 | 0 | 0 | 11.7376 | 17.8673 | 8.1653
|  |  | 16.1057 | 24.2532 | 8.1474 | 0.025182 | 8.1474 | 0 | 76.3517 | 16.1057 | 0 | 0 | 0.025182 | 0 | 16.0806 | 0 | 16.1057
|  |  | 19.9504 | 44.328 | 24.3776 | 48.9797 | 24.3776 | 0 | 98.2916 | 19.9504 | 0 | 29.0293 | 19.9504 | 0 | 0 | 0 | 19.9504
|  |  | 26.3005 | 66.7923 | 40.4918 | 109.9713 | 40.4918 | 0 | 134.7342 | 26.3005 | 0 | 83.6708 | 26.3005 | 0 | 0 | 0 | 26.3005
|  |  | 31.0713 | 89.3524 | 58.2811 | 165.4228 | 58.2811 | 0 | 187.1873 | 31.0713 | 0 | 134.3515 | 31.0713 | 0 | 0 | 0 | 31.0713
|  |  | 33.2435 | 109.0015 | 75.758 | 209.5675 | 75.758 | 0 | 255.3695 | 33.2435 | 0 | 176.3239 | 33.2435 | 0 | 0 | 0 | 33.2435
|  |  | 33.9264 | 119.9069 | 85.9805 | 236.5378 | 85.9805 | 0 | 332.7519 | 33.9264 | 0 | 202.6113 | 33.9264 | 0 | 0 | 0 | 33.9264
|  |  | 35.3688 | 115.1986 | 79.8298 | 248.9275 | 55.4081 | 0 | 382.6192 | 59.7904 | 24.4216 | 213.5587 | 35.3688 | 0 | 0 | 0 | 59.7904
|  |  | 34.1685 | 104.4275 | 70.259 | 243.9414 | 0 | 0 | 382.6192 | 104.4275 | 70.259 | 209.7728 | 34.1685 | 0 | 0 | 0 | 104.4275
|  |  | 35.1159 | 92.9565 | 57.8406 | 222.3853 | 0 | 0 | 382.6192 | 92.9565 | 57.8406 | 90.3084 | 35.1159 | 96.961 | 0 | 87.2649 | 92.9565
|  |  | 40.4938 | 73.6522 | 33.1584 | 186.5508 | 0 | 0 | 382.6192 | 73.6522 | 33.1584 | 0 | 40.4938 | 146.057 | 0 | 218.7162 | 73.6522
|  |  | 46.2897 | 49.092 | 2.8023 | 136.6394 | 0 | 0 | 382.6192 | 49.092 | 2.8023 | 0 | 46.2897 | 90.3497 | 0 | 300.0309 | 49.092
|  |  | 46.7678 | 26.6134 | -20.1543 | 77.8386 | 0 | 20.1543 | 360.2255 | 26.6134 | 0 | 0 | 46.7678 | 31.0709 | 0 | 327.9947 | 26.6134
|  |  | 41.1187 | 10.9016 | -30.2171 | 2.2412 | 0 | 30.2171 | 326.651 | 10.9016 | 0 | 0 | 2.2412 | 0 | 38.8775 | 284.7975 | 10.9016
|  |  | 30.6708 | 2.6754 | -27.9954 | 0 | 0 | 27.9954 | 295.545 | 2.6754 | 0 | 0 | 0 | 0 | 30.6708 | 250.7189 | 2.6754
|  |  | 23.3615 | 0.073584 | -23.288 | 0 | 0 | 23.288 | 269.6695 | 0.073584 | 0 | 0 | 0 | 0 | 23.3615 | 224.7617 | 0.073584
|  |  | 23.6941 | 0 | -23.6941 | 0 | 0 | 23.6941 | 243.3427 | 0 | 0 | 0 | 0 | 0 | 23.6941 | 198.4349 | 0
|  |  | 24.2768 | 0 | -24.2768 | 0 | 0 | 24.2768 | 216.3684 | 0 | 0 | 0 | 0 | 0 | 24.2768 | 171.4606 | 0
|  |  | 24.5562 | 0 | -24.5562 | 0 | 0 | 24.5562 | 189.0838 | 0 | 0 | 0 | 0 | 0 | 24.5562 | 144.176 | 0
|  |  | 24.0861 | 0 | -24.0861 | 0 | 0 | 24.0861 | 162.3215 | 0 | 0 | 0 | 0 | 0 | 24.0861 | 117.4137 | 0
|  |  | 22.6294 | 0 | -22.6294 | 0 | 0 | 22.6294 | 137.1777 | 0 | 0 | 0 | 0 | 0 | 22.6294 | 92.2699 | 0
|  |  | 20.8758 | 0 | -20.8758 | 0 | 0 | 20.8758 | 113.9824 | 0 | 0 | 0 | 0 | 0 | 20.8758 | 69.0746 | 0
|  |  | 18.9345 | 0 | -18.9345 | 0 | 0 | 18.9345 | 92.9441 | 0 | 0 | 0 | 0 | 0 | 18.9345 | 48.0362 | 0
|  |  | 15.4144 | 0.64034 | -14.7741 | 0 | 0 | 14.7741 | 76.5284 | 0.64034 | 0 | 0 | 0 | 0 | 15.4144 | 30.9091 | 0.64034
|  |  | 11.7376 | 5.5384 | -6.1992 | 0 | 0 | 6.1992 | 69.6404 | 5.5384 | 0 | 0 | 0 | 0 | 11.7376 | 17.8673 | 5.5384
|  |  | 16.1057 | 18.8952 | 2.7895 | 0.025182 | 2.7895 | 0 | 72.1509 | 16.1057 | 0 | 0 | 0.025182 | 0 | 16.0806 | 0 | 16.1057
|  |  | 19.9504 | 39.2138 | 19.2634 | 59.4807 | 19.2634 | 0 | 89.488 | 19.9504 | 0 | 39.5303 | 19.9504 | 0 | 0 | 0 | 19.9504
|  |  | 26.3005 | 57.131 | 30.8305 | 128.3292 | 30.8305 | 0 | 117.2355 | 26.3005 | 0 | 102.0287 | 26.3005 | 0 | 0 | 0 | 26.3005
|  |  | 31.0713 | 69.3163 | 38.245 | 194.8862 | 38.245 | 0 | 151.656 | 31.0713 | 0 | 163.8149 | 31.0713 | 0 | 0 | 0 | 31.0713
|  |  | 33.2435 | 81.1083 | 47.8648 | 262.7022 | 47.8648 | 0 | 194.7343 | 33.2435 | 0 | 229.4587 | 33.2435 | 0 | 0 | 0 | 33.2435
|  |  | 33.9264 | 92.8757 | 58.9492 | 188.5402 | 58.9492 | 0 | 247.7886 | 33.9264 | 0 | 154.6138 | 33.9264 | 0 | 0 | 0 | 33.9264
|  |  | 35.3688 | 99.964 | 64.5952 | 176.3016 | 64.5952 | 0 | 305.9242 | 35.3688 | 0 | 137.2994 | 35.3688 | 3.6334 | 0 | 3.2701 | 35.3688
|  |  | 34.1685 | 93.801 | 59.6325 | 178.1651 | 59.6325 | 0 | 359.5934 | 34.1685 | 0 | 0 | 34.1685 | 143.9966 | 0 | 132.867 | 34.1685
|  |  | 35.1159 | 80.9376 | 45.8217 | 153.6123 | 25.5842 | 0 | 382.6192 | 55.3533 | 20.2374 | 0 | 35.1159 | 118.4964 | 0 | 239.5138 | 55.3533
|  |  | 40.4938 | 66.8881 | 26.3943 | 111.8096 | 0 | 0 | 382.6192 | 66.8881 | 26.3943 | 0 | 40.4938 | 71.3158 | 0 | 303.698 | 66.8881
|  |  | 46.2897 | 48.3182 | 2.0285 | 81.1879 | 0 | 0 | 382.6192 | 48.3182 | 2.0285 | 0 | 46.2897 | 34.8982 | 0 | 335.1064 | 48.3182
|  |  | 46.7678 | 28.065 | -18.7028 | 41.0724 | 0 | 18.7028 | 361.8384 | 28.065 | 0 | 0 | 41.0724 | 0 | 5.6954 | 328.7782 | 28.065
|  |  | 41.1187 | 11.2625 | -29.8561 | 1.5361 | 0 | 29.8561 | 328.6649 | 11.2625 | 0 | 0 | 1.5361 | 0 | 39.5826 | 284.7975 | 11.2625
|  |  | 30.6708 | 2.6642 | -28.0065 | 0 | 0 | 28.0065 | 297.5466 | 2.6642 | 0 | 0 | 0 | 0 | 30.6708 | 250.7189 | 2.6642
|  |  | 23.3615 | 0.10528 | -23.2563 | 0 | 0 | 23.2563 | 271.7063 | 0.10528 | 0 | 0 | 0 | 0 | 23.3615 | 224.7617 | 0.10528
|  |  | 23.6941 | 0 | -23.6941 | 0 | 0 | 23.6941 | 245.3795 | 0 | 0 | 0 | 0 | 0 | 23.6941 | 198.4349 | 0
|  |  | 24.2768 | 0 | -24.2768 | 0 | 0 | 24.2768 | 218.4052 | 0 | 0 | 0 | 0 | 0 | 24.2768 | 171.4606 | 0
|  |  | 24.5562 | 0 | -24.5562 | 0 | 0 | 24.5562 | 191.1206 | 0 | 0 | 0 | 0 | 0 | 24.5562 | 144.176 | 0
|  |  | 24.0861 | 0 | -24.0861 | 0 | 0 | 24.0861 | 164.3583 | 0 | 0 | 0 | 0 | 0 | 24.0861 | 117.4137 | 0
|  |  | 22.6294 | 0 | -22.6294 | 0 | 0 | 22.6294 | 139.2145 | 0 | 0 | 0 | 0 | 0 | 22.6294 | 92.2699 | 0
|  |  | 20.8758 | 0 | -20.8758 | 0 | 0 | 20.8758 | 116.0192 | 0 | 0 | 0 | 0 | 0 | 20.8758 | 69.0746 | 0
|  |  | 18.9345 | 0 | -18.9345 | 0 | 0 | 18.9345 | 94.9809 | 0 | 0 | 0 | 0 | 0 | 18.9345 | 48.0362 | 0
|  |  | 15.4144 | 0.59583 | -14.8186 | 0 | 0 | 14.8186 | 78.5158 | 0.59583 | 0 | 0 | 0 | 0 | 15.4144 | 30.9091 | 0.59583
|  |  | 11.7376 | 6.8485 | -4.8891 | 0 | 0 | 4.8891 | 73.0834 | 6.8485 | 0 | 0 | 0 | 0 | 11.7376 | 17.8673 | 6.8485
|  |  | 16.1057 | 20.8582 | 4.7524 | 0.025182 | 4.7524 | 0 | 77.3606 | 16.1057 | 0 | 0 | 0.025182 | 0 | 16.0806 | 0 | 16.1057
|  |  | 19.9504 | 38.7494 | 18.799 | 41.0724 | 18.799 | 0 | 94.2797 | 19.9504 | 0 | 21.122 | 19.9504 | 0 | 0 | 0 | 19.9504
|  |  | 26.3005 | 55.1906 | 28.8901 | 98.7903 | 28.8901 | 0 | 120.2808 | 26.3005 | 0 | 72.4898 | 26.3005 | 0 | 0 | 0 | 26.3005
|  |  | 31.0713 | 74.0211 | 42.9498 | 148.7018 | 42.9498 | 0 | 158.9356 | 31.0713 | 0 | 117.6305 | 31.0713 | 0 | 0 | 0 | 31.0713
|  |  | 33.2435 | 89.9204 | 56.6768 | 184.3851 | 56.6768 | 0 | 209.9448 | 33.2435 | 0 | 151.1416 | 33.2435 | 0 | 0 | 0 | 33.2435
|  |  | 33.9264 | 97.4204 | 63.4939 | 218.4317 | 63.4939 | 0 | 267.0893 | 33.9264 | 0 | 184.5052 | 33.9264 | 0 | 0 | 0 | 33.9264
|  |  | 35.3688 | 98.1612 | 62.7924 | 231.879 | 62.7924 | 0 | 323.6025 | 35.3688 | 0 | 196.5103 | 35.3688 | 0 | 0 | 0 | 35.3688
|  |  | 34.1685 | 89.5797 | 55.4111 | 221.932 | 55.4111 | 0 | 373.4725 | 34.1685 | 0 | 154.0261 | 34.1685 | 33.7374 | 0 | 30.3636 | 34.1685
|  |  | 35.1159 | 82.7411 | 47.6252 | 197.48 | 10.1631 | 0 | 382.6192 | 72.578 | 37.4621 | 0 | 35.1159 | 162.3641 | 0 | 176.4913 | 72.578
|  |  | 40.4938 | 75.1472 | 34.6534 | 150.5149 | 0 | 0 | 382.6192 | 75.1472 | 34.6534 | 0 | 40.4938 | 110.021 | 0 | 275.5102 | 75.1472
|  |  | 46.2897 | 54.9537 | 8.6641 | 104.5319 | 0 | 0 | 382.6192 | 54.9537 | 8.6641 | 0 | 46.2897 | 58.2422 | 0 | 327.9282 | 54.9537
|  |  | 46.7678 | 30.271 | -16.4967 | 48.5516 | 0 | 16.4967 | 364.2895 | 30.271 | 0 | 0 | 46.7678 | 1.7838 | 0 | 329.5336 | 30.271
|  |  | 41.1187 | 12.3625 | -28.7562 | 0.8562 | 0 | 28.7562 | 332.3382 | 12.3625 | 0 | 0 | 0.8562 | 0 | 40.2625 | 284.7975 | 12.3625
|  |  | 30.6708 | 2.7773 | -27.8935 | 0 | 0 | 27.8935 | 301.3454 | 2.7773 | 0 | 0 | 0 | 0 | 30.6708 | 250.7189 | 2.7773
|  |  | 23.3615 | 0.031059 | -23.3305 | 0 | 0 | 23.3305 | 275.4227 | 0.031059 | 0 | 0 | 0 | 0 | 23.3615 | 224.7617 | 0.031059
|  |  | 23.6941 | 0 | -23.6941 | 0 | 0 | 23.6941 | 249.0959 | 0 | 0 | 0 | 0 | 0 | 23.6941 | 198.4349 | 0
|  |  | 24.2768 | 0 | -24.2768 | 0 | 0 | 24.2768 | 222.1216 | 0 | 0 | 0 | 0 | 0 | 24.2768 | 171.4606 | 0
|  |  | 24.5562 | 0 | -24.5562 | 0 | 0 | 24.5562 | 194.837 | 0 | 0 | 0 | 0 | 0 | 24.5562 | 144.176 | 0
|  |  | 24.0861 | 0 | -24.0861 | 0 | 0 | 24.0861 | 168.0747 | 0 | 0 | 0 | 0 | 0 | 24.0861 | 117.4137 | 0
|  |  | 22.6294 | 0 | -22.6294 | 0 | 0 | 22.6294 | 142.9309 | 0 | 0 | 0 | 0 | 0 | 22.6294 | 92.2699 | 0
|  |  | 20.8758 | 0 | -20.8758 | 0 | 0 | 20.8758 | 119.7356 | 0 | 0 | 0 | 0 | 0 | 20.8758 | 69.0746 | 0
|  |  | 18.9345 | 0 | -18.9345 | 0 | 0 | 18.9345 | 98.6972 | 0 | 0 | 0 | 0 | 0 | 18.9345 | 48.0362 | 0
|  |  | 15.4144 | 0.57691 | -14.8375 | 0 | 0 | 14.8375 | 82.2111 | 0.57691 | 0 | 0 | 0 | 0 | 15.4144 | 30.9091 | 0.57691
|  |  | 11.7376 | 5.7679 | -5.9698 | 0 | 0 | 5.9698 | 75.5781 | 5.7679 | 0 | 0 | 0 | 0 | 11.7376 | 17.8673 | 5.7679
|  |  | 16.1057 | 17.1164 | 1.0107 | 0.025182 | 1.0107 | 0 | 76.4876 | 16.1057 | 0 | 0 | 0.025182 | 0 | 16.0806 | 0 | 16.1057
|  |  | 19.9504 | 32.6924 | 12.742 | 48.0731 | 12.742 | 0 | 87.9554 | 19.9504 | 0 | 28.1227 | 19.9504 | 0 | 0 | 0 | 19.9504
|  |  | 26.3005 | 53.3034 | 27.0029 | 77.7883 | 27.0029 | 0 | 112.258 | 26.3005 | 0 | 51.4877 | 26.3005 | 0 | 0 | 0 | 26.3005
|  |  | 31.0713 | 72.7394 | 41.6682 | 190.5548 | 41.6682 | 0 | 149.7594 | 31.0713 | 0 | 159.4835 | 31.0713 | 0 | 0 | 0 | 31.0713
|  |  | 33.2435 | 90.4637 | 57.2202 | 253.0322 | 57.2202 | 0 | 201.2575 | 33.2435 | 0 | 219.7887 | 33.2435 | 0 | 0 | 0 | 33.2435
|  |  | 33.9264 | 105.1279 | 71.2015 | 199.7212 | 71.2015 | 0 | 265.3389 | 33.9264 | 0 | 6.1135 | 33.9264 | 159.6812 | 0 | 143.7131 | 33.9264
|  |  | 35.3688 | 105.2727 | 69.9039 | 98.8155 | 69.9039 | 0 | 328.2524 | 35.3688 | 0 | 0 | 35.3688 | 63.4467 | 0 | 200.8152 | 35.3688
|  |  | 34.1685 | 96.8185 | 62.65 | 63.4343 | 60.4076 | 0 | 382.6192 | 36.4109 | 2.2423 | 0 | 34.1685 | 29.2658 | 0 | 227.1544 | 36.4109
|  |  | 35.1159 | 86.1359 | 51.02 | 111.7341 | 0 | 0 | 382.6192 | 86.1359 | 51.02 | 0 | 35.1159 | 76.6182 | 0 | 296.1107 | 86.1359
|  |  | 40.4938 | 72.1244 | 31.6306 | 84.3609 | 0 | 0 | 382.6192 | 72.1244 | 31.6306 | 0 | 40.4938 | 43.867 | 0 | 335.5911 | 72.1244
|  |  | 46.2897 | 52.9588 | 6.6691 | 38.3527 | 0 | 0 | 382.6192 | 52.9588 | 6.6691 | 0 | 38.3527 | 0 | 7.937 | 326.7722 | 52.9588
|  |  | 46.7678 | 30.8321 | -15.9357 | 50.2136 | 0 | 15.9357 | 364.913 | 30.8321 | 0 | 0 | 46.7678 | 3.4458 | 0 | 329.8735 | 30.8321
|  |  | 41.1187 | 12.686 | -28.4327 | 0.90656 | 0 | 28.4327 | 333.321 | 12.686 | 0 | 0 | 0.90656 | 0 | 40.2121 | 285.1933 | 12.686
|  |  | 30.6708 | 2.4216 | -28.2491 | 0 | 0 | 28.2491 | 301.9331 | 2.4216 | 0 | 0 | 0 | 0 | 30.6708 | 251.1147 | 2.4216
|  |  | 23.3615 | 0.010454 | -23.3511 | 0 | 0 | 23.3511 | 275.9875 | 0.010454 | 0 | 0 | 0 | 0 | 23.3615 | 225.1575 | 0.010454
|  |  | 23.6941 | 0 | -23.6941 | 0 | 0 | 23.6941 | 249.6607 | 0 | 0 | 0 | 0 | 0 | 23.6941 | 198.8306 | 0
|  |  | 24.2768 | 0 | -24.2768 | 0 | 0 | 24.2768 | 222.6864 | 0 | 0 | 0 | 0 | 0 | 24.2768 | 171.8564 | 0
|  |  | 24.5562 | 0 | -24.5562 | 0 | 0 | 24.5562 | 195.4018 | 0 | 0 | 0 | 0 | 0 | 24.5562 | 144.5718 | 0
|  |  | 24.0861 | 0 | -24.0861 | 0 | 0 | 24.0861 | 168.6395 | 0 | 0 | 0 | 0 | 0 | 24.0861 | 117.8094 | 0
|  |  | 22.6294 | 0 | -22.6294 | 0 | 0 | 22.6294 | 143.4957 | 0 | 0 | 0 | 0 | 0 | 22.6294 | 92.6657 | 0
|  |  | 20.8758 | 0 | -20.8758 | 0 | 0 | 20.8758 | 120.3004 | 0 | 0 | 0 | 0 | 0 | 20.8758 | 69.4704 | 0
|  |  | 18.9345 | 0 | -18.9345 | 0 | 0 | 18.9345 | 99.2621 | 0 | 0 | 0 | 0 | 0 | 18.9345 | 48.432 | 0
|  |  | 15.4144 | 0.46046 | -14.954 | 0 | 0 | 14.954 | 82.6466 | 0.46046 | 0 | 0 | 0 | 0 | 15.4144 | 31.3049 | 0.46046
|  |  | 11.7376 | 6.2111 | -5.5265 | 0 | 0 | 5.5265 | 76.506 | 6.2111 | 0 | 0 | 0 | 0 | 11.7376 | 18.2631 | 6.2111
|  |  | 16.1057 | 21.9506 | 5.8448 | 0.025182 | 5.8448 | 0 | 81.7663 | 16.1057 | 0 | 0 | 0.025182 | 0 | 16.0806 | 0.39578 | 16.1057
|  |  | 19.9504 | 43.1679 | 23.2176 | 41.2235 | 23.2176 | 0 | 102.6622 | 19.9504 | 0 | 0 | 19.9504 | 21.2731 | 0 | 19.5416 | 19.9504
|  |  | 26.3005 | 67.7723 | 41.4718 | 8.7131 | 41.4718 | 0 | 139.9867 | 26.3005 | 0 | 0 | 8.7131 | 0 | 17.5874 | 0 | 26.3005
|  |  | 31.0713 | 87.2017 | 56.1305 | 84.8393 | 56.1305 | 0 | 190.5042 | 31.0713 | 0 | 53.768 | 31.0713 | 0 | 0 | 0 | 31.0713
|  |  | 33.2435 | 93.384 | 60.1404 | 158.8754 | 60.1404 | 0 | 244.6305 | 33.2435 | 0 | 27.9422 | 33.2435 | 97.6897 | 0 | 87.9207 | 33.2435
|  |  | 33.9264 | 102.068 | 68.1415 | 244.5961 | 68.1415 | 0 | 305.9579 | 33.9264 | 0 | 0 | 33.9264 | 210.6697 | 0 | 277.5235 | 33.9264
|  |  | 35.3688 | 108.0162 | 72.6474 | 161.4188 | 72.6474 | 0 | 371.3406 | 35.3688 | 0 | 0 | 35.3688 | 126.0501 | 0 | 390.9685 | 35.3688
|  |  | 34.1685 | 102.0076 | 67.839 | 55.3508 | 12.5318 | 0 | 382.6192 | 89.4757 | 55.3072 | 0 | 34.1685 | 21.1823 | 0 | 410.0326 | 89.4757
|  |  | 35.1159 | 92.5909 | 57.475 | 50.2136 | 0 | 0 | 382.6192 | 92.5909 | 57.475 | 0 | 35.1159 | 15.0977 | 0 | 423.6205 | 92.5909
|  |  | 40.4938 | 73.8795 | 33.3857 | 24.9809 | 0 | 0 | 382.6192 | 73.8795 | 33.3857 | 0 | 24.9809 | 0 | 15.5129 | 406.3839 | 73.8795
|  |  | 46.2897 | 51.3591 | 5.0694 | 37.698 | 0 | 0 | 382.6192 | 51.3591 | 5.0694 | 0 | 37.698 | 0 | 8.5917 | 396.8375 | 51.3591
|  |  | 46.7678 | 31.4039 | -15.3639 | 4.558 | 0 | 15.3639 | 365.5482 | 31.4039 | 0 | 0 | 4.558 | 0 | 42.2098 | 349.9378 | 31.4039
|  |  | 41.1187 | 12.9434 | -28.1753 | 1.2591 | 0 | 28.1753 | 334.2424 | 12.9434 | 0 | 0 | 1.2591 | 0 | 39.8596 | 305.6494 | 12.9434
|  |  | 30.6708 | 2.5578 | -28.113 | 0 | 0 | 28.113 | 303.0058 | 2.5578 | 0 | 0 | 0 | 0 | 30.6708 | 271.5708 | 2.5578
|  |  | 23.3615 | 0.020525 | -23.341 | 0 | 0 | 23.341 | 277.0713 | 0.020525 | 0 | 0 | 0 | 0 | 23.3615 | 245.6135 | 0.020525
|  |  | 23.6941 | 0 | -23.6941 | 0 | 0 | 23.6941 | 250.7445 | 0 | 0 | 0 | 0 | 0 | 23.6941 | 219.2867 | 0
|  |  | 24.2768 | 0 | -24.2768 | 0 | 0 | 24.2768 | 223.7703 | 0 | 0 | 0 | 0 | 0 | 24.2768 | 192.3124 | 0
|  |  | 24.5562 | 0 | -24.5562 | 0 | 0 | 24.5562 | 196.4856 | 0 | 0 | 0 | 0 | 0 | 24.5562 | 165.0278 | 0
|  |  | 30.2465 | 0 | -30.2465 | 0 | 0 | 30.2465 | 162.8785 | 0 | 0 | 0 | 0 | 0 | 30.2465 | 131.4206 | 0
|  |  | 28.1491 | 0 | -28.1491 | 0 | 0 | 28.1491 | 131.6017 | 0 | 0 | 0 | 0 | 0 | 28.1491 | 100.1438 | 0
|  |  | 25.2107 | 0 | -25.2107 | 0 | 0 | 25.2107 | 103.5898 | 0 | 0 | 0 | 0 | 0 | 25.2107 | 72.132 | 0
|  |  | 21.4417 | 0 | -21.4417 | 0 | 0 | 21.4417 | 79.7657 | 0 | 0 | 0 | 0 | 0 | 21.4417 | 48.3079 | 0
|  |  | 17.5188 | 0.37798 | -17.1409 | 0 | 0 | 17.1409 | 60.7203 | 0.37798 | 0 | 0 | 0 | 0 | 17.5188 | 28.8425 | 0.37798
|  |  | 14.3414 | 4.9065 | -9.4348 | 0 | 0 | 9.4348 | 50.2372 | 4.9065 | 0 | 0 | 0 | 0 | 14.3414 | 12.9077 | 4.9065
|  |  | 11.6673 | 18.3859 | 6.7186 | 0.050365 | 6.7186 | 0 | 56.2839 | 11.6673 | 0 | 0 | 0.050365 | 0 | 11.6169 | 0 | 11.6673
|  |  | 9.167 | 37.6673 | 28.5003 | 15.4116 | 28.5003 | 0 | 81.9342 | 9.167 | 0 | 6.2446 | 9.167 | 0 | 0 | 0 | 9.167
|  |  | 7.1962 | 57.5153 | 50.3191 | 44.1447 | 50.3191 | 0 | 127.2214 | 7.1962 | 0 | 36.9484 | 7.1962 | 0 | 0 | 0 | 7.1962
|  |  | 6.03 | 80.4437 | 74.4137 | 74.162 | 74.4137 | 0 | 194.1937 | 6.03 | 0 | 68.132 | 6.03 | 0 | 0 | 0 | 6.03
|  |  | 6.0645 | 101.341 | 95.2765 | 93.0991 | 95.2765 | 0 | 279.9426 | 6.0645 | 0 | 87.0347 | 6.0645 | 0 | 0 | 0 | 6.0645
|  |  | 6.9622 | 113.0546 | 106.0924 | 110.9534 | 106.0924 | 0 | 375.4257 | 6.9622 | 0 | 66.1259 | 6.9622 | 37.8653 | 0 | 34.0787 | 6.9622
|  |  | 9.2104 | 116.0198 | 106.8094 | 123.3935 | 7.9928 | 0 | 382.6192 | 108.027 | 98.8166 | 0 | 9.2104 | 114.1831 | 0 | 136.8435 | 108.027
|  |  | 12.2202 | 107.0518 | 94.8316 | 114.6049 | 0 | 0 | 382.6192 | 107.0518 | 94.8316 | 0 | 12.2202 | 102.3846 | 0 | 228.9897 | 107.0518
|  |  | 15.3949 | 91.843 | 76.4481 | 107.4027 | 0 | 0 | 382.6192 | 91.843 | 76.4481 | 0 | 15.3949 | 92.0078 | 0 | 311.7967 | 91.843
|  |  | 18.6761 | 77.4671 | 58.791 | 71.9963 | 0 | 0 | 382.6192 | 77.4671 | 58.791 | 0 | 18.6761 | 53.3202 | 0 | 359.7849 | 77.4671
|  |  | 22.1391 | 55.9598 | 33.8207 | 49.9366 | 0 | 0 | 382.6192 | 55.9598 | 33.8207 | 0 | 22.1391 | 27.7975 | 0 | 384.8026 | 55.9598
|  |  | 26.0591 | 30.2396 | 4.1805 | 23.1174 | 0 | 0 | 382.6192 | 30.2396 | 4.1805 | 0 | 23.1174 | 0 | 2.9417 | 381.534 | 30.2396
|  |  | 29.8278 | 11.4317 | -18.3961 | 0.73029 | 0 | 18.3961 | 362.1791 | 11.4317 | 0 | 0 | 0.73029 | 0 | 29.0975 | 349.2034 | 11.4317
|  |  | 32.3465 | 2.0544 | -30.2921 | 0 | 0 | 30.2921 | 328.5212 | 2.0544 | 0 | 0 | 0 | 0 | 32.3465 | 313.2629 | 2.0544
|  |  | 33.6507 | 0.010419 | -33.6403 | 0 | 0 | 33.6403 | 291.1431 | 0.010419 | 0 | 0 | 0 | 0 | 33.6507 | 275.8732 | 0.010419
|  |  | 34.0882 | 0 | -34.0882 | 0 | 0 | 34.0882 | 253.2674 | 0 | 0 | 0 | 0 | 0 | 34.0882 | 237.9974 | 0
|  |  | 33.501 | 0 | -33.501 | 0 | 0 | 33.501 | 216.0441 | 0 | 0 | 0 | 0 | 0 | 33.501 | 200.7741 | 0
|  |  | 32.1465 | 0 | -32.1465 | 0 | 0 | 32.1465 | 180.3257 | 0 | 0 | 0 | 0 | 0 | 32.1465 | 165.0558 | 0
|  |  | 30.2465 | 0 | -30.2465 | 0 | 0 | 30.2465 | 146.7186 | 0 | 0 | 0 | 0 | 0 | 30.2465 | 131.4486 | 0
|  |  | 28.1491 | 0 | -28.1491 | 0 | 0 | 28.1491 | 115.4418 | 0 | 0 | 0 | 0 | 0 | 28.1491 | 100.1718 | 0
|  |  | 25.2107 | 0 | -25.2107 | 0 | 0 | 25.2107 | 87.4299 | 0 | 0 | 0 | 0 | 0 | 25.2107 | 72.1599 | 0
|  |  | 21.4417 | 0 | -21.4417 | 0 | 0 | 21.4417 | 63.6058 | 0 | 0 | 0 | 0 | 0 | 21.4417 | 48.3359 | 0
|  |  | 17.5188 | 0.32566 | -17.1932 | 0 | 0 | 17.1932 | 44.5023 | 0.32566 | 0 | 0 | 0 | 0 | 17.5188 | 28.8705 | 0.32566
|  |  | 14.3414 | 5.5604 | -8.781 | 0 | 0 | 8.781 | 34.7457 | 5.5604 | 0 | 0 | 0 | 0 | 14.3414 | 12.9356 | 5.5604
|  |  | 11.6673 | 20.2025 | 8.5352 | 0.025182 | 8.5352 | 0 | 42.4274 | 11.6673 | 0 | 0 | 0.025182 | 0 | 11.6421 | 0 | 11.6673
|  |  | 9.167 | 40.3894 | 31.2224 | 45.6556 | 31.2224 | 0 | 70.5275 | 9.167 | 0 | 36.4886 | 9.167 | 0 | 0 | 0 | 9.167
|  |  | 7.1962 | 61.1247 | 53.9284 | 105.9421 | 53.9284 | 0 | 119.0631 | 7.1962 | 0 | 98.7459 | 7.1962 | 0 | 0 | 0 | 7.1962
|  |  | 6.03 | 78.2474 | 72.2174 | 161.6455 | 72.2174 | 0 | 184.0588 | 6.03 | 0 | 155.6155 | 6.03 | 0 | 0 | 0 | 6.03
|  |  | 6.0645 | 89.6904 | 83.6259 | 204.4555 | 83.6259 | 0 | 259.3222 | 6.0645 | 0 | 198.391 | 6.0645 | 0 | 0 | 0 | 6.0645
|  |  | 6.9622 | 96.9121 | 89.9499 | 233.667 | 89.9499 | 0 | 340.277 | 6.9622 | 0 | 226.7048 | 6.9622 | 0 | 0 | 0 | 6.9622
|  |  | 9.2104 | 104.5987 | 95.3883 | 247.5928 | 47.0469 | 0 | 382.6192 | 57.5518 | 48.3414 | 238.3824 | 9.2104 | 0 | 0 | 0 | 57.5518
|  |  | 12.2202 | 101.573 | 89.3528 | 241.7505 | 0 | 0 | 382.6192 | 101.573 | 89.3528 | 229.5303 | 12.2202 | 0 | 0 | 0 | 101.573
|  |  | 15.3949 | 86.9905 | 71.5956 | 218.5828 | 0 | 0 | 382.6192 | 86.9905 | 71.5956 | 127.8999 | 15.3949 | 75.2879 | 0 | 67.7591 | 86.9905
|  |  | 18.6761 | 74.1711 | 55.4951 | 182.9246 | 0 | 0 | 382.6192 | 74.1711 | 55.4951 | 0 | 18.6761 | 164.2485 | 0 | 215.5828 | 74.1711
|  |  | 22.1391 | 55.2101 | 33.071 | 133.542 | 0 | 0 | 382.6192 | 55.2101 | 33.071 | 0 | 22.1391 | 111.4029 | 0 | 315.8453 | 55.2101
|  |  | 26.0591 | 30.4717 | 4.4126 | 74.1368 | 0 | 0 | 382.6192 | 30.4717 | 4.4126 | 0 | 26.0591 | 48.0777 | 0 | 359.1153 | 30.4717
|  |  | 29.8278 | 11.065 | -18.7628 | 2.1153 | 0 | 18.7628 | 361.7717 | 11.065 | 0 | 0 | 2.1153 | 0 | 27.7125 | 328.3236 | 11.065
|  |  | 32.3465 | 1.8823 | -30.4642 | 0 | 0 | 30.4642 | 327.9226 | 1.8823 | 0 | 0 | 0 | 0 | 32.3465 | 292.3831 | 1.8823
|  |  | 33.6507 | 0 | -33.6507 | 0 | 0 | 33.6507 | 290.533 | 0 | 0 | 0 | 0 | 0 | 33.6507 | 254.9934 | 0
|  |  | 34.0882 | 0 | -34.0882 | 0 | 0 | 34.0882 | 252.6572 | 0 | 0 | 0 | 0 | 0 | 34.0882 | 217.1176 | 0
|  |  | 33.501 | 0 | -33.501 | 0 | 0 | 33.501 | 215.4339 | 0 | 0 | 0 | 0 | 0 | 33.501 | 179.8943 | 0
|  |  | 32.1465 | 0 | -32.1465 | 0 | 0 | 32.1465 | 179.7156 | 0 | 0 | 0 | 0 | 0 | 32.1465 | 144.176 | 0
|  |  | 24.0861 | 0 | -24.0861 | 0 | 0 | 24.0861 | 152.9532 | 0 | 0 | 0 | 0 | 0 | 24.0861 | 117.4137 | 0
|  |  | 22.6294 | 0 | -22.6294 | 0 | 0 | 22.6294 | 127.8095 | 0 | 0 | 0 | 0 | 0 | 22.6294 | 92.2699 | 0
|  |  | 20.8758 | 0 | -20.8758 | 0 | 0 | 20.8758 | 104.6142 | 0 | 0 | 0 | 0 | 0 | 20.8758 | 69.0746 | 0
|  |  | 18.9345 | 0 | -18.9345 | 0 | 0 | 18.9345 | 83.5758 | 0 | 0 | 0 | 0 | 0 | 18.9345 | 48.0362 | 0
|  |  | 15.4144 | 0.1649 | -15.2495 | 0 | 0 | 15.2495 | 66.6319 | 0.1649 | 0 | 0 | 0 | 0 | 15.4144 | 30.9091 | 0.1649
|  |  | 11.7376 | 5.5092 | -6.2285 | 0 | 0 | 6.2285 | 59.7114 | 5.5092 | 0 | 0 | 0 | 0 | 11.7376 | 17.8673 | 5.5092
|  |  | 16.1057 | 19.2189 | 3.1131 | 0.025182 | 3.1131 | 0 | 62.5132 | 16.1057 | 0 | 0 | 0.025182 | 0 | 16.0806 | 0 | 16.1057
|  |  | 19.9504 | 37.5357 | 17.5854 | 49.0804 | 17.5854 | 0 | 78.34 | 19.9504 | 0 | 29.13 | 19.9504 | 0 | 0 | 0 | 19.9504
|  |  | 26.3005 | 55.2283 | 28.9278 | 111.6837 | 28.9278 | 0 | 104.375 | 26.3005 | 0 | 85.3832 | 26.3005 | 0 | 0 | 0 | 26.3005
|  |  | 31.0713 | 68.6198 | 37.5485 | 167.4626 | 37.5485 | 0 | 138.1687 | 31.0713 | 0 | 136.3913 | 31.0713 | 0 | 0 | 0 | 31.0713
|  |  | 33.2435 | 81.3676 | 48.1241 | 210.9777 | 48.1241 | 0 | 181.4804 | 33.2435 | 0 | 177.7342 | 33.2435 | 0 | 0 | 0 | 33.2435
|  |  | 33.9264 | 95.7193 | 61.7928 | 237.9732 | 61.7928 | 0 | 237.0939 | 33.9264 | 0 | 204.0467 | 33.9264 | 0 | 0 | 0 | 33.9264
|  |  | 35.3688 | 103.9691 | 68.6003 | 250.9421 | 68.6003 | 0 | 298.8342 | 35.3688 | 0 | 215.5733 | 35.3688 | 0 | 0 | 0 | 35.3688
|  |  | 34.1685 | 101.9028 | 67.7343 | 245.8049 | 67.7343 | 0 | 359.795 | 34.1685 | 0 | 211.6363 | 34.1685 | 0 | 0 | 0 | 34.1685
|  |  | 35.1159 | 88.9389 | 53.823 | 225.0043 | 25.3603 | 0 | 382.6192 | 63.5786 | 28.4627 | 84.4251 | 35.1159 | 105.4633 | 0 | 94.917 | 63.5786
|  |  | 40.4938 | 69.8215 | 29.3277 | 185.8961 | 0 | 0 | 382.6192 | 69.8215 | 29.3277 | 0 | 40.4938 | 145.4022 | 0 | 225.779 | 69.8215
|  |  | 46.2897 | 49.8612 | 3.5716 | 134.1715 | 0 | 0 | 382.6192 | 49.8612 | 3.5716 | 0 | 46.2897 | 87.8819 | 0 | 304.8727 | 49.8612
|  |  | 46.7678 | 28.3048 | -18.463 | 73.2051 | 0 | 18.463 | 362.1048 | 28.3048 | 0 | 0 | 46.7678 | 26.4373 | 0 | 328.6662 | 28.3048
|  |  | 41.1187 | 10.4653 | -30.6534 | 1.6117 | 0 | 30.6534 | 328.0455 | 10.4653 | 0 | 0 | 1.6117 | 0 | 39.507 | 284.7696 | 10.4653
|  |  | 30.6708 | 1.801 | -28.8697 | 0 | 0 | 28.8697 | 295.968 | 1.801 | 0 | 0 | 0 | 0 | 30.6708 | 250.691 | 1.801
|  |  | 23.3615 | 0 | -23.3615 | 0 | 0 | 23.3615 | 270.0108 | 0 | 0 | 0 | 0 | 0 | 23.3615 | 224.7337 | 0
|  |  | 23.6941 | 0 | -23.6941 | 0 | 0 | 23.6941 | 243.684 | 0 | 0 | 0 | 0 | 0 | 23.6941 | 198.4069 | 0
|  |  | 24.2768 | 0 | -24.2768 | 0 | 0 | 24.2768 | 216.7097 | 0 | 0 | 0 | 0 | 0 | 24.2768 | 171.4326 | 0
|  |  | 24.5562 | 0 | -24.5562 | 0 | 0 | 24.5562 | 189.4251 | 0 | 0 | 0 | 0 | 0 | 24.5562 | 144.148 | 0
|  |  | 24.0861 | 0 | -24.0861 | 0 | 0 | 24.0861 | 162.6628 | 0 | 0 | 0 | 0 | 0 | 24.0861 | 117.3857 | 0
|  |  | 22.6294 | 0 | -22.6294 | 0 | 0 | 22.6294 | 137.519 | 0 | 0 | 0 | 0 | 0 | 22.6294 | 92.2419 | 0
|  |  | 20.8758 | 0 | -20.8758 | 0 | 0 | 20.8758 | 114.3237 | 0 | 0 | 0 | 0 | 0 | 20.8758 | 69.0466 | 0
|  |  | 18.9345 | 0 | -18.9345 | 0 | 0 | 18.9345 | 93.2854 | 0 | 0 | 0 | 0 | 0 | 18.9345 | 48.0083 | 0
|  |  | 15.4144 | 0.10394 | -15.3105 | 0 | 0 | 15.3105 | 76.2737 | 0.10394 | 0 | 0 | 0 | 0 | 15.4144 | 30.8811 | 0.10394
|  |  | 11.7376 | 5.0326 | -6.7051 | 0 | 0 | 6.7051 | 68.8236 | 5.0326 | 0 | 0 | 0 | 0 | 11.7376 | 17.8393 | 5.0326
|  |  | 16.1057 | 19.6404 | 3.5347 | 0.050365 | 3.5347 | 0 | 72.0049 | 16.1057 | 0 | 0 | 0.050365 | 0 | 16.0554 | 0 | 16.1057
|  |  | 19.9504 | 41.3836 | 21.4332 | 54.7716 | 21.4332 | 0 | 91.2948 | 19.9504 | 0 | 34.8212 | 19.9504 | 0 | 0 | 0 | 19.9504
|  |  | 26.3005 | 62.3421 | 36.0416 | 123.7209 | 36.0416 | 0 | 123.7322 | 26.3005 | 0 | 97.4203 | 26.3005 | 0 | 0 | 0 | 26.3005
|  |  | 31.0713 | 78.1029 | 47.0316 | 185.4428 | 47.0316 | 0 | 166.0606 | 31.0713 | 0 | 154.3715 | 31.0713 | 0 | 0 | 0 | 31.0713
|  |  | 33.2435 | 93.46 | 60.2165 | 233.5914 | 60.2165 | 0 | 220.2555 | 33.2435 | 0 | 200.3479 | 33.2435 | 0 | 0 | 0 | 33.2435
|  |  | 33.9264 | 103.6292 | 69.7027 | 265.019 | 69.7027 | 0 | 282.9879 | 33.9264 | 0 | 231.0926 | 33.9264 | 0 | 0 | 0 | 33.9264
|  |  | 35.3688 | 98.4139 | 63.0452 | 277.0058 | 63.0452 | 0 | 339.7286 | 35.3688 | 0 | 241.637 | 35.3688 | 0 | 0 | 0 | 35.3688
|  |  | 34.1685 | 89.2145 | 55.046 | 270.7354 | 47.6563 | 0 | 382.6192 | 41.5582 | 7.3897 | 236.5669 | 34.1685 | 0 | 0 | 0 | 41.5582
|  |  | 35.1159 | 80.5595 | 45.4436 | 246.4848 | 0 | 0 | 382.6192 | 80.5595 | 45.4436 | 148.4948 | 35.1159 | 62.8741 | 0 | 56.5866 | 80.5595
|  |  | 40.4938 | 66.1795 | 25.6857 | 205.7146 | 0 | 0 | 382.6192 | 66.1795 | 25.6857 | 0 | 40.4938 | 165.2207 | 0 | 205.2853 | 66.1795
|  |  | 46.2897 | 48.1922 | 1.9025 | 148.7773 | 0 | 0 | 382.6192 | 48.1922 | 1.9025 | 0 | 46.2897 | 102.4876 | 0 | 297.5242 | 48.1922
|  |  | 46.7678 | 27.5861 | -19.1817 | 81.339 | 0 | 19.1817 | 361.3062 | 27.5861 | 0 | 0 | 46.7678 | 34.5712 | 0 | 328.6383 | 27.5861
|  |  | 41.1187 | 10.1685 | -30.9502 | 1.6369 | 0 | 30.9502 | 326.9172 | 10.1685 | 0 | 0 | 1.6369 | 0 | 39.4818 | 284.7696 | 10.1685
|  |  | 30.6708 | 1.7523 | -28.9185 | 0 | 0 | 28.9185 | 294.7855 | 1.7523 | 0 | 0 | 0 | 0 | 30.6708 | 250.691 | 1.7523
|  |  | 23.3615 | 0 | -23.3615 | 0 | 0 | 23.3615 | 268.8283 | 0 | 0 | 0 | 0 | 0 | 23.3615 | 224.7337 | 0
|  |  | 23.6941 | 0 | -23.6941 | 0 | 0 | 23.6941 | 242.5015 | 0 | 0 | 0 | 0 | 0 | 23.6941 | 198.4069 | 0
|  |  | 24.2768 | 0 | -24.2768 | 0 | 0 | 24.2768 | 215.5272 | 0 | 0 | 0 | 0 | 0 | 24.2768 | 171.4326 | 0
|  |  | 24.5562 | 0 | -24.5562 | 0 | 0 | 24.5562 | 188.2426 | 0 | 0 | 0 | 0 | 0 | 24.5562 | 144.148 | 0
|  |  | 24.0861 | 0 | -24.0861 | 0 | 0 | 24.0861 | 161.4803 | 0 | 0 | 0 | 0 | 0 | 24.0861 | 117.3857 | 0
|  |  | 22.6294 | 0 | -22.6294 | 0 | 0 | 22.6294 | 136.3365 | 0 | 0 | 0 | 0 | 0 | 22.6294 | 92.2419 | 0
|  |  | 20.8758 | 0 | -20.8758 | 0 | 0 | 20.8758 | 113.1412 | 0 | 0 | 0 | 0 | 0 | 20.8758 | 69.0466 | 0
|  |  | 18.9345 | 0 | -18.9345 | 0 | 0 | 18.9345 | 92.1029 | 0 | 0 | 0 | 0 | 0 | 18.9345 | 48.0083 | 0
|  |  | 15.4144 | 0.13894 | -15.2755 | 0 | 0 | 15.2755 | 75.1301 | 0.13894 | 0 | 0 | 0 | 0 | 15.4144 | 30.8811 | 0.13894
|  |  | 11.7376 | 4.9138 | -6.8238 | 0 | 0 | 6.8238 | 67.548 | 4.9138 | 0 | 0 | 0 | 0 | 11.7376 | 17.8393 | 4.9138
|  |  | 16.1057 | 19.6519 | 3.5461 | 0.050365 | 3.5461 | 0 | 70.7396 | 16.1057 | 0 | 0 | 0.050365 | 0 | 16.0554 | 0 | 16.1057
|  |  | 19.9504 | 40.6927 | 20.7424 | 55.7537 | 20.7424 | 0 | 89.4077 | 19.9504 | 0 | 35.8033 | 19.9504 | 0 | 0 | 0 | 19.9504
|  |  | 26.3005 | 61.2208 | 34.9203 | 125.0303 | 34.9203 | 0 | 120.836 | 26.3005 | 0 | 98.7298 | 26.3005 | 0 | 0 | 0 | 26.3005
|  |  | 31.0713 | 78.0436 | 46.9724 | 187.5581 | 46.9724 | 0 | 163.1111 | 31.0713 | 0 | 156.4868 | 31.0713 | 0 | 0 | 0 | 31.0713
|  |  | 33.2435 | 86.2403 | 52.9968 | 235.5053 | 52.9968 | 0 | 210.8082 | 33.2435 | 0 | 202.2618 | 33.2435 | 0 | 0 | 0 | 33.2435
|  |  | 33.9264 | 89.6318 | 55.7054 | 266.5803 | 55.7054 | 0 | 260.943 | 33.9264 | 0 | 232.6539 | 33.9264 | 0 | 0 | 0 | 33.9264
|  |  | 35.3688 | 94.4147 | 59.0459 | 278.3908 | 59.0459 | 0 | 314.0843 | 35.3688 | 0 | 243.0221 | 35.3688 | 0 | 0 | 0 | 35.3688
|  |  | 34.1685 | 94.4342 | 60.2657 | 271.7679 | 60.2657 | 0 | 368.3234 | 34.1685 | 0 | 237.5993 | 34.1685 | 0 | 0 | 0 | 34.1685
|  |  | 35.1159 | 86.037 | 50.9211 | 246.233 | 15.8843 | 0 | 382.6192 | 70.1527 | 35.0368 | 143.565 | 35.1159 | 67.5521 | 0 | 60.7969 | 70.1527
|  |  | 40.4938 | 68.3385 | 27.8447 | 204.4303 | 0 | 0 | 382.6192 | 68.3385 | 27.8447 | 0 | 40.4938 | 163.9364 | 0 | 208.3397 | 68.3385
|  |  | 46.2897 | 45.4028 | -0.88683 | 146.9894 | 0 | 0.88683 | 381.6339 | 45.4028 | 0 | 0 | 46.2897 | 100.6997 | 0 | 298.9694 | 45.4028
|  |  | 46.7678 | 25.8958 | -20.872 | 79.7021 | 0 | 20.872 | 358.4428 | 25.8958 | 0 | 0 | 46.7678 | 32.9344 | 0 | 328.6103 | 25.8958
|  |  | 41.1187 | 10.4009 | -30.7178 | 1.6369 | 0 | 30.7178 | 324.3119 | 10.4009 | 0 | 0 | 1.6369 | 0 | 39.4818 | 284.7416 | 10.4009
|  |  | 30.6708 | 1.5568 | -29.1139 | 0 | 0 | 29.1139 | 291.9631 | 1.5568 | 0 | 0 | 0 | 0 | 30.6708 | 250.663 | 1.5568
|  |  | 23.3615 | 0 | -23.3615 | 0 | 0 | 23.3615 | 266.0058 | 0 | 0 | 0 | 0 | 0 | 23.3615 | 224.7057 | 0
|  |  | 23.6941 | 0 | -23.6941 | 0 | 0 | 23.6941 | 239.679 | 0 | 0 | 0 | 0 | 0 | 23.6941 | 198.3789 | 0
|  |  | 24.2768 | 0 | -24.2768 | 0 | 0 | 24.2768 | 212.7047 | 0 | 0 | 0 | 0 | 0 | 24.2768 | 171.4046 | 0
|  |  | 24.5562 | 0 | -24.5562 | 0 | 0 | 24.5562 | 185.4201 | 0 | 0 | 0 | 0 | 0 | 24.5562 | 144.12 | 0
|  |  | 24.0861 | 0 | -24.0861 | 0 | 0 | 24.0861 | 158.6578 | 0 | 0 | 0 | 0 | 0 | 24.0861 | 117.3577 | 0
|  |  | 22.6294 | 0 | -22.6294 | 0 | 0 | 22.6294 | 133.514 | 0 | 0 | 0 | 0 | 0 | 22.6294 | 92.2139 | 0
|  |  | 20.8758 | 0 | -20.8758 | 0 | 0 | 20.8758 | 110.3187 | 0 | 0 | 0 | 0 | 0 | 20.8758 | 69.0186 | 0
|  |  | 18.9345 | 0 | -18.9345 | 0 | 0 | 18.9345 | 89.2804 | 0 | 0 | 0 | 0 | 0 | 18.9345 | 47.9803 | 0
|  |  | 15.4144 | 0.37416 | -15.0403 | 0 | 0 | 15.0403 | 72.569 | 0.37416 | 0 | 0 | 0 | 0 | 15.4144 | 30.8531 | 0.37416
|  |  | 11.7376 | 4.7929 | -6.9447 | 0 | 0 | 6.9447 | 64.8526 | 4.7929 | 0 | 0 | 0 | 0 | 11.7376 | 17.8113 | 4.7929
|  |  | 16.1057 | 17.8585 | 1.7528 | 0.075547 | 1.7528 | 0 | 66.4301 | 16.1057 | 0 | 0 | 0.075547 | 0 | 16.0302 | 0 | 16.1057
|  |  | 19.9504 | 37.8305 | 17.8801 | 58.8008 | 17.8801 | 0 | 82.5223 | 19.9504 | 0 | 38.8504 | 19.9504 | 0 | 0 | 0 | 19.9504
|  |  | 26.3005 | 60.046 | 33.7455 | 129.9157 | 33.7455 | 0 | 112.8932 | 26.3005 | 0 | 103.6152 | 26.3005 | 0 | 0 | 0 | 26.3005
|  |  | 31.0713 | 79.2376 | 48.1663 | 192.8968 | 48.1663 | 0 | 156.2429 | 31.0713 | 0 | 161.8255 | 31.0713 | 0 | 0 | 0 | 31.0713
|  |  | 33.2435 | 94.6281 | 61.3846 | 241.2721 | 61.3846 | 0 | 211.489 | 33.2435 | 0 | 208.0285 | 33.2435 | 0 | 0 | 0 | 33.2435
|  |  | 33.9264 | 106.0091 | 72.0827 | 272.8507 | 72.0827 | 0 | 276.3635 | 33.9264 | 0 | 238.9243 | 33.9264 | 0 | 0 | 0 | 33.9264
|  |  | 35.3688 | 106.4197 | 71.0509 | 285.1397 | 71.0509 | 0 | 340.3093 | 35.3688 | 0 | 249.7709 | 35.3688 | 0 | 0 | 0 | 35.3688
|  |  | 34.1685 | 100.7835 | 66.6149 | 278.5167 | 47.0111 | 0 | 382.6192 | 53.7724 | 19.6038 | 244.3482 | 34.1685 | 0 | 0 | 0 | 53.7724
|  |  | 35.1159 | 89.6301 | 54.5142 | 253.007 | 0 | 0 | 382.6192 | 89.6301 | 54.5142 | 167.3076 | 35.1159 | 50.5835 | 0 | 45.5252 | 89.6301
|  |  | 40.4938 | 65.6577 | 25.1638 | 210.6 | 0 | 0 | 382.6192 | 65.6577 | 25.1638 | 0 | 40.4938 | 170.1061 | 0 | 198.6207 | 65.6577
|  |  | 46.2897 | 41.2759 | -5.0138 | 152.882 | 0 | 5.0138 | 377.0483 | 41.2759 | 0 | 0 | 46.2897 | 106.5923 | 0 | 294.5538 | 41.2759
|  |  | 46.7678 | 22.9733 | -23.7945 | 84.7638 | 0 | 23.7945 | 350.6101 | 22.9733 | 0 | 0 | 46.7678 | 37.996 | 0 | 328.7502 | 22.9733
|  |  | 41.1187 | 8.3452 | -32.7735 | 1.5109 | 0 | 32.7735 | 314.1951 | 8.3452 | 0 | 0 | 1.5109 | 0 | 39.6077 | 284.7416 | 8.3452
|  |  | 30.6708 | 1.293 | -29.3778 | 0 | 0 | 29.3778 | 281.5531 | 1.293 | 0 | 0 | 0 | 0 | 30.6708 | 250.663 | 1.293
|  |  | 23.3615 | 0 | -23.3615 | 0 | 0 | 23.3615 | 255.5959 | 0 | 0 | 0 | 0 | 0 | 23.3615 | 224.7057 | 0
|  |  | 23.6941 | 0 | -23.6941 | 0 | 0 | 23.6941 | 229.2691 | 0 | 0 | 0 | 0 | 0 | 23.6941 | 198.3789 | 0
|  |  | 24.2768 | 0 | -24.2768 | 0 | 0 | 24.2768 | 202.2948 | 0 | 0 | 0 | 0 | 0 | 24.2768 | 171.4046 | 0
|  |  | 24.5562 | 0 | -24.5562 | 0 | 0 | 24.5562 | 175.0102 | 0 | 0 | 0 | 0 | 0 | 24.5562 | 144.12 | 0
|  |  | 24.0861 | 0 | -24.0861 | 0 | 0 | 24.0861 | 148.2479 | 0 | 0 | 0 | 0 | 0 | 24.0861 | 117.3577 | 0
|  |  | 22.6294 | 0 | -22.6294 | 0 | 0 | 22.6294 | 123.1041 | 0 | 0 | 0 | 0 | 0 | 22.6294 | 92.2139 | 0
|  |  | 20.8758 | 0 | -20.8758 | 0 | 0 | 20.8758 | 99.9088 | 0 | 0 | 0 | 0 | 0 | 20.8758 | 69.0186 | 0
|  |  | 18.9345 | 0 | -18.9345 | 0 | 0 | 18.9345 | 78.8704 | 0 | 0 | 0 | 0 | 0 | 18.9345 | 47.9803 | 0
|  |  | 15.4144 | 0.34782 | -15.0666 | 0 | 0 | 15.0666 | 62.1298 | 0.34782 | 0 | 0 | 0 | 0 | 15.4144 | 30.8531 | 0.34782
|  |  | 11.7376 | 5.0834 | -6.6543 | 0 | 0 | 6.6543 | 54.7361 | 5.0834 | 0 | 0 | 0 | 0 | 11.7376 | 17.8113 | 5.0834
|  |  | 16.1057 | 18.6963 | 2.5906 | 0.075547 | 2.5906 | 0 | 57.0677 | 16.1057 | 0 | 0 | 0.075547 | 0 | 16.0302 | 0 | 16.1057
|  |  | 19.9504 | 39.5816 | 19.6313 | 57.6424 | 19.6313 | 0 | 74.7358 | 19.9504 | 0 | 37.692 | 19.9504 | 0 | 0 | 0 | 19.9504
|  |  | 26.3005 | 57.2899 | 30.9894 | 129.0343 | 30.9894 | 0 | 102.6262 | 26.3005 | 0 | 102.7338 | 26.3005 | 0 | 0 | 0 | 26.3005
|  |  | 31.0713 | 73.2205 | 42.1492 | 192.9471 | 42.1492 | 0 | 140.5605 | 31.0713 | 0 | 161.8758 | 31.0713 | 0 | 0 | 0 | 31.0713
|  |  | 33.2435 | 88.5302 | 55.2866 | 242.3801 | 55.2866 | 0 | 190.3185 | 33.2435 | 0 | 209.1365 | 33.2435 | 0 | 0 | 0 | 33.2435
|  |  | 33.9264 | 101.8288 | 67.9024 | 274.1098 | 67.9024 | 0 | 251.4306 | 33.9264 | 0 | 240.1834 | 33.9264 | 0 | 0 | 0 | 33.9264
|  |  | 35.3688 | 109.5024 | 74.1337 | 286.5499 | 74.1337 | 0 | 318.1509 | 35.3688 | 0 | 251.1811 | 35.3688 | 0 | 0 | 0 | 35.3688
|  |  | 34.1685 | 100.9373 | 66.7688 | 279.4989 | 66.7688 | 0 | 378.2428 | 34.1685 | 0 | 245.3303 | 34.1685 | 0 | 0 | 0 | 34.1685
|  |  | 35.1159 | 86.9411 | 51.8252 | 253.7373 | 4.8627 | 0 | 382.6192 | 82.0784 | 46.9625 | 135.6288 | 35.1159 | 82.9926 | 0 | 74.6933 | 82.0784
|  |  | 40.4938 | 71.8978 | 31.404 | 209.3157 | 0 | 0 | 382.6192 | 71.8978 | 31.404 | 0 | 40.4938 | 168.8218 | 0 | 226.633 | 71.8978
|  |  | 46.2897 | 49.592 | 3.3024 | 149.6587 | 0 | 0 | 382.6192 | 49.592 | 3.3024 | 0 | 46.2897 | 103.369 | 0 | 319.6651 | 49.592
|  |  | 46.7678 | 26.4618 | -20.306 | 80.1554 | 0 | 20.306 | 360.0571 | 26.4618 | 0 | 0 | 46.7678 | 33.3876 | 0 | 349.714 | 26.4618
|  |  | 41.1187 | 9.3192 | -31.7995 | 1.4354 | 0 | 31.7995 | 324.7243 | 9.3192 | 0 | 0 | 1.4354 | 0 | 39.6833 | 305.6214 | 9.3192
|  |  | 30.6708 | 1.2078 | -29.4629 | 0 | 0 | 29.4629 | 291.9878 | 1.2078 | 0 | 0 | 0 | 0 | 30.6708 | 271.5428 | 1.2078
|  |  | 23.3615 | 0 | -23.3615 | 0 | 0 | 23.3615 | 266.0305 | 0 | 0 | 0 | 0 | 0 | 23.3615 | 245.5855 | 0
|  |  | 23.6941 | 0 | -23.6941 | 0 | 0 | 23.6941 | 239.7037 | 0 | 0 | 0 | 0 | 0 | 23.6941 | 219.2587 | 0
|  |  | 24.2768 | 0 | -24.2768 | 0 | 0 | 24.2768 | 212.7294 | 0 | 0 | 0 | 0 | 0 | 24.2768 | 192.2844 | 0
|  |  | 24.5562 | 0 | -24.5562 | 0 | 0 | 24.5562 | 185.4448 | 0 | 0 | 0 | 0 | 0 | 24.5562 | 164.9998 | 0
|  |  | 30.2465 | 0 | -30.2465 | 0 | 0 | 30.2465 | 151.8376 | 0 | 0 | 0 | 0 | 0 | 30.2465 | 131.3927 | 0
|  |  | 28.1491 | 0 | -28.1491 | 0 | 0 | 28.1491 | 120.5608 | 0 | 0 | 0 | 0 | 0 | 28.1491 | 100.1159 | 0
|  |  | 25.2107 | 0 | -25.2107 | 0 | 0 | 25.2107 | 92.5489 | 0 | 0 | 0 | 0 | 0 | 25.2107 | 72.104 | 0
|  |  | 21.4417 | 0 | -21.4417 | 0 | 0 | 21.4417 | 68.7249 | 0 | 0 | 0 | 0 | 0 | 21.4417 | 48.2799 | 0
|  |  | 17.5188 | 0.31784 | -17.201 | 0 | 0 | 17.201 | 49.6127 | 0.31784 | 0 | 0 | 0 | 0 | 17.5188 | 28.8145 | 0.31784
|  |  | 14.3414 | 4.2811 | -10.0602 | 0 | 0 | 10.0602 | 38.4346 | 4.2811 | 0 | 0 | 0 | 0 | 14.3414 | 12.8797 | 4.2811
|  |  | 11.6673 | 15.3061 | 3.6389 | 0.075547 | 3.6389 | 0 | 41.7096 | 11.6673 | 0 | 0 | 0.075547 | 0 | 11.5917 | 0 | 11.6673
|  |  | 9.167 | 32.5283 | 23.3613 | 58.3979 | 23.3613 | 0 | 62.7348 | 9.167 | 0 | 49.2309 | 9.167 | 0 | 0 | 0 | 9.167
|  |  | 7.1962 | 52.3096 | 45.1133 | 129.9661 | 45.1133 | 0 | 103.3368 | 7.1962 | 0 | 122.7699 | 7.1962 | 0 | 0 | 0 | 7.1962
|  |  | 6.03 | 70.1457 | 64.1157 | 193.6522 | 64.1157 | 0 | 161.0409 | 6.03 | 0 | 187.6222 | 6.03 | 0 | 0 | 0 | 6.03
|  |  | 6.0645 | 89.1726 | 83.1081 | 242.6067 | 83.1081 | 0 | 235.8383 | 6.0645 | 0 | 236.5423 | 6.0645 | 0 | 0 | 0 | 6.0645
|  |  | 6.9622 | 100.8591 | 93.8969 | 273.1781 | 93.8969 | 0 | 320.3454 | 6.9622 | 0 | 266.2159 | 6.9622 | 0 | 0 | 0 | 6.9622
|  |  | 9.2104 | 99.1585 | 89.9481 | 284.9634 | 69.1931 | 0 | 382.6192 | 29.9654 | 20.7549 | 275.753 | 9.2104 | 0 | 0 | 0 | 29.9654
|  |  | 12.2202 | 91.8091 | 79.5888 | 276.1244 | 0 | 0 | 382.6192 | 91.8091 | 79.5888 | 263.9042 | 12.2202 | 0 | 0 | 0 | 91.8091
|  |  | 15.3949 | 78.8594 | 63.4644 | 248.0965 | 0 | 0 | 382.6192 | 78.8594 | 63.4644 | 164.7653 | 15.3949 | 67.9363 | 0 | 61.1426 | 78.8594
|  |  | 18.6761 | 61.886 | 43.2099 | 202.869 | 0 | 0 | 382.6192 | 61.886 | 43.2099 | 0 | 18.6761 | 184.1929 | 0 | 226.9162 | 61.886
|  |  | 22.1391 | 44.3947 | 22.2555 | 143.7912 | 0 | 0 | 382.6192 | 44.3947 | 22.2555 | 0 | 22.1391 | 121.6521 | 0 | 336.4031 | 44.3947
|  |  | 26.0591 | 25.5404 | -0.51868 | 75.9248 | 0 | 0.51868 | 382.0429 | 25.5404 | 0 | 0 | 26.0591 | 49.8656 | 0 | 381.2822 | 25.5404
|  |  | 29.8278 | 8.6692 | -21.1586 | 0.90656 | 0 | 21.1586 | 358.5334 | 8.6692 | 0 | 0 | 0.90656 | 0 | 28.9213 | 349.1474 | 8.6692
|  |  | 32.3465 | 1.1382 | -31.2083 | 0 | 0 | 31.2083 | 323.8575 | 1.1382 | 0 | 0 | 0 | 0 | 32.3465 | 313.2069 | 1.1382
|  |  | 33.6507 | 0 | -33.6507 | 0 | 0 | 33.6507 | 286.4678 | 0 | 0 | 0 | 0 | 0 | 33.6507 | 275.8172 | 0
|  |  | 34.0882 | 0 | -34.0882 | 0 | 0 | 34.0882 | 248.592 | 0 | 0 | 0 | 0 | 0 | 34.0882 | 237.9415 | 0
|  |  | 33.501 | 0 | -33.501 | 0 | 0 | 33.501 | 211.3687 | 0 | 0 | 0 | 0 | 0 | 33.501 | 200.7182 | 0
|  |  | 32.1465 | 0 | -32.1465 | 0 | 0 | 32.1465 | 175.6504 | 0 | 0 | 0 | 0 | 0 | 32.1465 | 164.9998 | 0
|  |  | 30.2465 | 0 | -30.2465 | 0 | 0 | 30.2465 | 142.0432 | 0 | 0 | 0 | 0 | 0 | 30.2465 | 131.3927 | 0
|  |  | 28.1491 | 0 | -28.1491 | 0 | 0 | 28.1491 | 110.7664 | 0 | 0 | 0 | 0 | 0 | 28.1491 | 100.1159 | 0
|  |  | 25.2107 | 0 | -25.2107 | 0 | 0 | 25.2107 | 82.7545 | 0 | 0 | 0 | 0 | 0 | 25.2107 | 72.104 | 0
|  |  | 21.4417 | 0 | -21.4417 | 0 | 0 | 21.4417 | 58.9305 | 0 | 0 | 0 | 0 | 0 | 21.4417 | 48.2799 | 0
|  |  | 17.5188 | 0.26645 | -17.2524 | 0 | 0 | 17.2524 | 39.7612 | 0.26645 | 0 | 0 | 0 | 0 | 17.5188 | 28.8145 | 0.26645
|  |  | 14.3414 | 3.7231 | -10.6183 | 0 | 0 | 10.6183 | 27.9631 | 3.7231 | 0 | 0 | 0 | 0 | 14.3414 | 12.8797 | 3.7231
|  |  | 11.6673 | 15.2664 | 3.5991 | 0.075547 | 3.5991 | 0 | 31.2023 | 11.6673 | 0 | 0 | 0.075547 | 0 | 11.5917 | 0 | 11.6673
|  |  | 9.167 | 33.8256 | 24.6586 | 47.2169 | 24.6586 | 0 | 53.395 | 9.167 | 0 | 38.0499 | 9.167 | 0 | 0 | 0 | 9.167
|  |  | 7.1962 | 53.5237 | 46.3275 | 108.2337 | 46.3275 | 0 | 95.0898 | 7.1962 | 0 | 101.0375 | 7.1962 | 0 | 0 | 0 | 7.1962
|  |  | 6.03 | 70.5539 | 64.5239 | 163.5593 | 64.5239 | 0 | 153.1613 | 6.03 | 0 | 157.5293 | 6.03 | 0 | 0 | 0 | 6.03
|  |  | 6.0645 | 85.3991 | 79.3346 | 204.9591 | 79.3346 | 0 | 224.5624 | 6.0645 | 0 | 198.8947 | 6.0645 | 0 | 0 | 0 | 6.0645
|  |  | 6.9622 | 94.6534 | 87.6912 | 232.4331 | 87.6912 | 0 | 303.4845 | 6.9622 | 0 | 225.4709 | 6.9622 | 0 | 0 | 0 | 6.9622
|  |  | 9.2104 | 97.3634 | 88.153 | 242.2038 | 87.9275 | 0 | 382.6192 | 9.436 | 0.22554 | 232.9934 | 9.2104 | 0 | 0 | 0 | 9.436
|  |  | 12.2202 | 95.5949 | 83.3747 | 236.0845 | 0 | 0 | 382.6192 | 95.5949 | 83.3747 | 223.8643 | 12.2202 | 0 | 0 | 0 | 95.5949
|  |  | 15.3949 | 86.7732 | 71.3782 | 210.877 | 0 | 0 | 382.6192 | 86.7732 | 71.3782 | 95.2611 | 15.3949 | 100.2209 | 0 | 90.1989 | 86.7732
|  |  | 18.6761 | 68.6371 | 49.961 | 176.1001 | 0 | 0 | 382.6192 | 68.6371 | 49.961 | 0 | 18.6761 | 157.4241 | 0 | 231.8805 | 68.6371
|  |  | 22.1391 | 47.1049 | 24.9658 | 125.1814 | 0 | 0 | 382.6192 | 47.1049 | 24.9658 | 0 | 22.1391 | 103.0423 | 0 | 324.6186 | 47.1049
|  |  | 26.0591 | 27.2973 | 1.2382 | 65.1971 | 0 | 0 | 382.6192 | 27.2973 | 1.2382 | 0 | 26.0591 | 39.138 | 0 | 359.8428 | 27.2973
|  |  | 29.8278 | 9.6512 | -20.1766 | 1.4102 | 0 | 20.1766 | 360.2008 | 9.6512 | 0 | 0 | 1.4102 | 0 | 28.4176 | 328.2676 | 9.6512
|  |  | 32.3465 | 1.0631 | -31.2834 | 0 | 0 | 31.2834 | 325.4415 | 1.0631 | 0 | 0 | 0 | 0 | 32.3465 | 292.3271 | 1.0631
|  |  | 33.6507 | 0 | -33.6507 | 0 | 0 | 33.6507 | 288.0518 | 0 | 0 | 0 | 0 | 0 | 33.6507 | 254.9374 | 0
|  |  | 34.0882 | 0 | -34.0882 | 0 | 0 | 34.0882 | 250.176 | 0 | 0 | 0 | 0 | 0 | 34.0882 | 217.0616 | 0
|  |  | 33.501 | 0 | -33.501 | 0 | 0 | 33.501 | 212.9527 | 0 | 0 | 0 | 0 | 0 | 33.501 | 179.8383 | 0
|  |  | 32.1465 | 0 | -32.1465 | 0 | 0 | 32.1465 | 177.2344 | 0 | 0 | 0 | 0 | 0 | 32.1465 | 144.12 | 0
|  |  | 24.0861 | 0 | -24.0861 | 0 | 0 | 24.0861 | 150.4721 | 0 | 0 | 0 | 0 | 0 | 24.0861 | 117.3577 | 0
|  |  | 22.6294 | 0 | -22.6294 | 0 | 0 | 22.6294 | 125.3283 | 0 | 0 | 0 | 0 | 0 | 22.6294 | 92.2139 | 0
|  |  | 20.8758 | 0 | -20.8758 | 0 | 0 | 20.8758 | 102.133 | 0 | 0 | 0 | 0 | 0 | 20.8758 | 69.0186 | 0
|  |  | 18.9345 | 0 | -18.9345 | 0 | 0 | 18.9345 | 81.0947 | 0 | 0 | 0 | 0 | 0 | 18.9345 | 47.9803 | 0
|  |  | 15.4144 | 0.33154 | -15.0829 | 0 | 0 | 15.0829 | 64.3359 | 0.33154 | 0 | 0 | 0 | 0 | 15.4144 | 30.8531 | 0.33154
|  |  | 11.7376 | 4.342 | -7.3956 | 0 | 0 | 7.3956 | 56.1185 | 4.342 | 0 | 0 | 0 | 0 | 11.7376 | 17.8113 | 4.342
|  |  | 16.1057 | 16.0507 | -0.055033 | 0.075547 | 0 | 0.055033 | 56.0574 | 16.0507 | 0 | 0 | 0.075547 | 0 | 16.0302 | 0 | 16.0507
|  |  | 19.9504 | 34.2361 | 14.2857 | 45.2275 | 14.2857 | 0 | 68.9145 | 19.9504 | 0 | 25.2771 | 19.9504 | 0 | 0 | 0 | 19.9504
|  |  | 26.3005 | 51.3125 | 25.0119 | 105.8414 | 25.0119 | 0 | 91.4253 | 26.3005 | 0 | 79.5409 | 26.3005 | 0 | 0 | 0 | 26.3005
|  |  | 31.0713 | 67.9284 | 36.8571 | 160.613 | 36.8571 | 0 | 124.5967 | 31.0713 | 0 | 129.5417 | 31.0713 | 0 | 0 | 0 | 31.0713
|  |  | 33.2435 | 83.3915 | 50.148 | 204.3547 | 50.148 | 0 | 169.7299 | 33.2435 | 0 | 171.1112 | 33.2435 | 0 | 0 | 0 | 33.2435
|  |  | 33.9264 | 96.8196 | 62.8932 | 233.5663 | 62.8932 | 0 | 226.3337 | 33.9264 | 0 | 199.6398 | 33.9264 | 0 | 0 | 0 | 33.9264
|  |  | 35.3688 | 104.0261 | 68.6574 | 246.3841 | 68.6574 | 0 | 288.1254 | 35.3688 | 0 | 211.0153 | 35.3688 | 0 | 0 | 0 | 35.3688
|  |  | 34.1685 | 99.5999 | 65.4314 | 243.4629 | 65.4314 | 0 | 347.0136 | 34.1685 | 0 | 209.2944 | 34.1685 | 0 | 0 | 0 | 34.1685
|  |  | 35.1159 | 90.0262 | 54.9103 | 220.4714 | 39.5618 | 0 | 382.6192 | 50.4645 | 15.3486 | 70.9093 | 35.1159 | 114.4463 | 0 | 103.0016 | 50.4645
|  |  | 40.4938 | 73.1678 | 32.674 | 182.572 | 0 | 0 | 382.6192 | 73.1678 | 32.674 | 0 | 40.4938 | 142.0782 | 0 | 230.872 | 73.1678
|  |  | 46.2897 | 50.3992 | 4.1096 | 130.369 | 0 | 0 | 382.6192 | 50.3992 | 4.1096 | 0 | 46.2897 | 84.0793 | 0 | 306.5434 | 50.3992
|  |  | 46.7678 | 27.1972 | -19.5706 | 70.9135 | 0 | 19.5706 | 360.8741 | 27.1972 | 0 | 0 | 46.7678 | 24.1457 | 0 | 328.2745 | 27.1972
|  |  | 41.1187 | 8.549 | -32.5697 | 1.9139 | 0 | 32.5697 | 324.6856 | 8.549 | 0 | 0 | 1.9139 | 0 | 39.2048 | 284.7136 | 8.549
|  |  | 30.6708 | 0.79578 | -29.875 | 0 | 0 | 29.875 | 291.4912 | 0.79578 | 0 | 0 | 0 | 0 | 30.6708 | 250.635 | 0.79578
|  |  | 23.3615 | 0 | -23.3615 | 0 | 0 | 23.3615 | 265.5339 | 0 | 0 | 0 | 0 | 0 | 23.3615 | 224.6777 | 0
|  |  | 23.6941 | 0 | -23.6941 | 0 | 0 | 23.6941 | 239.2071 | 0 | 0 | 0 | 0 | 0 | 23.6941 | 198.3509 | 0
|  |  | 24.2768 | 0 | -24.2768 | 0 | 0 | 24.2768 | 212.2328 | 0 | 0 | 0 | 0 | 0 | 24.2768 | 171.3766 | 0
|  |  | 24.5562 | 0 | -24.5562 | 0 | 0 | 24.5562 | 184.9482 | 0 | 0 | 0 | 0 | 0 | 24.5562 | 144.092 | 0
|  |  | 24.0861 | 0 | -24.0861 | 0 | 0 | 24.0861 | 158.1859 | 0 | 0 | 0 | 0 | 0 | 24.0861 | 117.3297 | 0
|  |  | 22.6294 | 0 | -22.6294 | 0 | 0 | 22.6294 | 133.0421 | 0 | 0 | 0 | 0 | 0 | 22.6294 | 92.186 | 0
|  |  | 20.8758 | 0 | -20.8758 | 0 | 0 | 20.8758 | 109.8468 | 0 | 0 | 0 | 0 | 0 | 20.8758 | 68.9907 | 0
|  |  | 18.9345 | 0 | -18.9345 | 0 | 0 | 18.9345 | 88.8085 | 0 | 0 | 0 | 0 | 0 | 18.9345 | 47.9523 | 0
|  |  | 15.4144 | 0.17085 | -15.2436 | 0 | 0 | 15.2436 | 71.8712 | 0.17085 | 0 | 0 | 0 | 0 | 15.4144 | 30.8252 | 0.17085
|  |  | 11.7376 | 4.0392 | -7.6985 | 0 | 0 | 7.6985 | 63.3173 | 4.0392 | 0 | 0 | 0 | 0 | 11.7376 | 17.7834 | 4.0392
|  |  | 16.1057 | 16.036 | -0.069716 | 0.10073 | 0 | 0.069716 | 63.2399 | 16.036 | 0 | 0 | 0.10073 | 0 | 16.005 | 0 | 16.036
|  |  | 19.9504 | 35.4646 | 15.5143 | 43.0366 | 15.5143 | 0 | 77.2027 | 19.9504 | 0 | 23.0863 | 19.9504 | 0 | 0 | 0 | 19.9504
|  |  | 26.3005 | 53.2998 | 26.9993 | 101.4849 | 26.9993 | 0 | 101.502 | 26.3005 | 0 | 75.1843 | 26.3005 | 0 | 0 | 0 | 26.3005
|  |  | 31.0713 | 67.6863 | 36.6151 | 155.8032 | 36.6151 | 0 | 134.4556 | 31.0713 | 0 | 124.7319 | 31.0713 | 0 | 0 | 0 | 31.0713
|  |  | 33.2435 | 81.8894 | 48.6459 | 191.2347 | 48.6459 | 0 | 178.2369 | 33.2435 | 0 | 157.9912 | 33.2435 | 0 | 0 | 0 | 33.2435
|  |  | 33.9264 | 94.5358 | 60.6094 | 214.7299 | 60.6094 | 0 | 232.7853 | 33.9264 | 0 | 180.8034 | 33.9264 | 0 | 0 | 0 | 33.9264
|  |  | 35.3688 | 93.8964 | 58.5276 | 233.0626 | 58.5276 | 0 | 285.4602 | 35.3688 | 0 | 197.6938 | 35.3688 | 0 | 0 | 0 | 35.3688
|  |  | 34.1685 | 82.2484 | 48.0799 | 226.4145 | 48.0799 | 0 | 328.7321 | 34.1685 | 0 | 192.2459 | 34.1685 | 0 | 0 | 0 | 34.1685
|  |  | 35.1159 | 70.3182 | 35.2023 | 206.6715 | 35.2023 | 0 | 360.4141 | 35.1159 | 0 | 29.2742 | 35.1159 | 142.2815 | 0 | 128.0533 | 35.1159
|  |  | 40.4938 | 52.9833 | 12.4894 | 169.2757 | 12.4894 | 0 | 371.6546 | 40.4938 | 0 | 0 | 40.4938 | 128.7819 | 0 | 243.957 | 40.4938
|  |  | 46.2897 | 33.7649 | -12.5248 | 122.4869 | 0 | 12.5248 | 357.7381 | 33.7649 | 0 | 0 | 46.2897 | 76.1973 | 0 | 312.5345 | 33.7649
|  |  | 46.7678 | 17.7656 | -29.0022 | 64.5675 | 0 | 29.0022 | 325.5134 | 17.7656 | 0 | 0 | 46.7678 | 17.7998 | 0 | 328.5543 | 17.7656
|  |  | 41.1187 | 5.9227 | -35.196 | 1.6117 | 0 | 35.196 | 286.4068 | 5.9227 | 0 | 0 | 1.6117 | 0 | 39.507 | 284.6576 | 5.9227
|  |  | 30.6708 | 0.57509 | -30.0957 | 0 | 0 | 30.0957 | 252.9672 | 0.57509 | 0 | 0 | 0 | 0 | 30.6708 | 250.579 | 0.57509
|  |  | 23.3615 | 0 | -23.3615 | 0 | 0 | 23.3615 | 227.0099 | 0 | 0 | 0 | 0 | 0 | 23.3615 | 224.6218 | 0
|  |  | 23.6941 | 0 | -23.6941 | 0 | 0 | 23.6941 | 200.6831 | 0 | 0 | 0 | 0 | 0 | 23.6941 | 198.295 | 0
|  |  | 24.2768 | 0 | -24.2768 | 0 | 0 | 24.2768 | 173.7089 | 0 | 0 | 0 | 0 | 0 | 24.2768 | 171.3207 | 0
|  |  | 24.5562 | 0 | -24.5562 | 0 | 0 | 24.5562 | 146.4242 | 0 | 0 | 0 | 0 | 0 | 24.5562 | 144.0361 | 0
|  |  | 24.0861 | 0 | -24.0861 | 0 | 0 | 24.0861 | 119.6619 | 0 | 0 | 0 | 0 | 0 | 24.0861 | 117.2738 | 0
|  |  | 22.6294 | 0 | -22.6294 | 0 | 0 | 22.6294 | 94.5182 | 0 | 0 | 0 | 0 | 0 | 22.6294 | 92.13 | 0
|  |  | 20.8758 | 0 | -20.8758 | 0 | 0 | 20.8758 | 71.3229 | 0 | 0 | 0 | 0 | 0 | 20.8758 | 68.9347 | 0
|  |  | 18.9345 | 0 | -18.9345 | 0 | 0 | 18.9345 | 50.2845 | 0 | 0 | 0 | 0 | 0 | 18.9345 | 47.8963 | 0
|  |  | 15.4144 | 0.21335 | -15.2011 | 0 | 0 | 15.2011 | 33.3944 | 0.21335 | 0 | 0 | 0 | 0 | 15.4144 | 30.7692 | 0.21335
|  |  | 11.7376 | 3.8235 | -7.9142 | 0 | 0 | 7.9142 | 24.6009 | 3.8235 | 0 | 0 | 0 | 0 | 11.7376 | 17.7274 | 3.8235
|  |  | 16.1057 | 16.3469 | 0.24117 | 0.15109 | 0.24117 | 0 | 24.818 | 16.1057 | 0 | 0 | 0.15109 | 0 | 15.9547 | 0 | 16.1057
|  |  | 19.9504 | 35.1929 | 15.2425 | 41.8531 | 15.2425 | 0 | 38.5362 | 19.9504 | 0 | 21.9027 | 19.9504 | 0 | 0 | 0 | 19.9504
|  |  | 26.3005 | 57.7526 | 31.4521 | 97.7327 | 31.4521 | 0 | 66.8431 | 26.3005 | 0 | 71.4322 | 26.3005 | 0 | 0 | 0 | 26.3005
|  |  | 31.0713 | 76.67 | 45.5987 | 158.5732 | 45.5987 | 0 | 107.8819 | 31.0713 | 0 | 127.5019 | 31.0713 | 0 | 0 | 0 | 31.0713
|  |  | 33.2435 | 92.2207 | 58.9772 | 185.6694 | 58.9772 | 0 | 160.9614 | 33.2435 | 0 | 152.4259 | 33.2435 | 0 | 0 | 0 | 33.2435
|  |  | 33.9264 | 102.8072 | 68.8808 | 202.2646 | 68.8808 | 0 | 222.9541 | 33.9264 | 0 | 168.3382 | 33.9264 | 0 | 0 | 0 | 33.9264
|  |  | 35.3688 | 99.2393 | 63.8705 | 214.4025 | 63.8705 | 0 | 280.4376 | 35.3688 | 0 | 179.0337 | 35.3688 | 0 | 0 | 0 | 35.3688
|  |  | 34.1685 | 93.0547 | 58.8862 | 214.201 | 58.8862 | 0 | 333.4351 | 34.1685 | 0 | 101.9726 | 34.1685 | 78.0599 | 0 | 70.2539 | 34.1685
|  |  | 35.1159 | 84.0171 | 48.9012 | 180.1545 | 48.9012 | 0 | 377.4462 | 35.1159 | 0 | 0 | 35.1159 | 145.0386 | 0 | 200.7886 | 35.1159
|  |  | 40.4938 | 65.6161 | 25.1223 | 142.5573 | 5.7478 | 0 | 382.6192 | 59.8683 | 19.3745 | 0 | 40.4938 | 102.0634 | 0 | 292.6457 | 59.8683
|  |  | 46.2897 | 42.7294 | -3.5603 | 91.2608 | 0 | 3.5603 | 378.6634 | 42.7294 | 0 | 0 | 46.2897 | 44.9711 | 0 | 333.1197 | 42.7294
|  |  | 46.7678 | 21.5732 | -25.1946 | 42.7596 | 0 | 25.1946 | 350.6694 | 21.5732 | 0 | 0 | 42.7596 | 0 | 4.0081 | 328.6662 | 21.5732
|  |  | 41.1187 | 6.7646 | -34.3541 | 1.5361 | 0 | 34.3541 | 312.4982 | 6.7646 | 0 | 0 | 1.5361 | 0 | 39.5826 | 284.6856 | 6.7646
|  |  | 30.6708 | 0.54629 | -30.1245 | 0 | 0 | 30.1245 | 279.0265 | 0.54629 | 0 | 0 | 0 | 0 | 30.6708 | 250.607 | 0.54629
|  |  | 23.3615 | 0 | -23.3615 | 0 | 0 | 23.3615 | 253.0693 | 0 | 0 | 0 | 0 | 0 | 23.3615 | 224.6498 | 0
|  |  | 23.6941 | 0 | -23.6941 | 0 | 0 | 23.6941 | 226.7425 | 0 | 0 | 0 | 0 | 0 | 23.6941 | 198.3229 | 0
|  |  | 24.2768 | 0 | -24.2768 | 0 | 0 | 24.2768 | 199.7682 | 0 | 0 | 0 | 0 | 0 | 24.2768 | 171.3487 | 0
|  |  | 24.5562 | 0 | -24.5562 | 0 | 0 | 24.5562 | 172.4836 | 0 | 0 | 0 | 0 | 0 | 24.5562 | 144.0641 | 0
|  |  | 24.0861 | 0 | -24.0861 | 0 | 0 | 24.0861 | 145.7213 | 0 | 0 | 0 | 0 | 0 | 24.0861 | 117.3017 | 0
|  |  | 22.6294 | 0 | -22.6294 | 0 | 0 | 22.6294 | 120.5775 | 0 | 0 | 0 | 0 | 0 | 22.6294 | 92.158 | 0
|  |  | 20.8758 | 0 | -20.8758 | 0 | 0 | 20.8758 | 97.3822 | 0 | 0 | 0 | 0 | 0 | 20.8758 | 68.9627 | 0
|  |  | 18.9345 | 0 | -18.9345 | 0 | 0 | 18.9345 | 76.3438 | 0 | 0 | 0 | 0 | 0 | 18.9345 | 47.9243 | 0
|  |  | 15.4144 | 0.14936 | -15.2651 | 0 | 0 | 15.2651 | 59.3827 | 0.14936 | 0 | 0 | 0 | 0 | 15.4144 | 30.7972 | 0.14936
|  |  | 11.7376 | 3.6214 | -8.1163 | 0 | 0 | 8.1163 | 50.3646 | 3.6214 | 0 | 0 | 0 | 0 | 11.7376 | 17.7554 | 3.6214
|  |  | 16.1057 | 14.0519 | -2.0538 | 0.12591 | 0 | 2.0538 | 48.0826 | 14.0519 | 0 | 0 | 0.12591 | 0 | 15.9798 | 0 | 14.0519
|  |  | 19.9504 | 33.2341 | 13.2837 | 30.6721 | 13.2837 | 0 | 60.0379 | 19.9504 | 0 | 10.7217 | 19.9504 | 0 | 0 | 0 | 19.9504
|  |  | 26.3005 | 56.1485 | 29.848 | 67.8664 | 29.848 | 0 | 86.9011 | 26.3005 | 0 | 41.5659 | 26.3005 | 0 | 0 | 0 | 26.3005
|  |  | 31.0713 | 77.5153 | 46.444 | 104.2549 | 46.444 | 0 | 128.7007 | 31.0713 | 0 | 73.1836 | 31.0713 | 0 | 0 | 0 | 31.0713
|  |  | 33.2435 | 91.9896 | 58.7461 | 130.1927 | 58.7461 | 0 | 181.5722 | 33.2435 | 0 | 96.9492 | 33.2435 | 0 | 0 | 0 | 33.2435
|  |  | 33.9264 | 96.3361 | 62.4096 | 134.7759 | 62.4096 | 0 | 237.7409 | 33.9264 | 0 | 100.8495 | 33.9264 | 0 | 0 | 0 | 33.9264
|  |  | 35.3688 | 99.3187 | 63.9499 | 149.3313 | 63.9499 | 0 | 295.2958 | 35.3688 | 0 | 8.2007 | 35.3688 | 105.7618 | 0 | 95.1857 | 35.3688
|  |  | 34.1685 | 94.7017 | 60.5332 | 134.1212 | 60.5332 | 0 | 349.7757 | 34.1685 | 0 | 0 | 34.1685 | 99.9526 | 0 | 185.143 | 34.1685
|  |  | 35.1159 | 77.4699 | 42.354 | 124.7282 | 36.4928 | 0 | 382.6192 | 40.9771 | 5.8612 | 0 | 35.1159 | 89.6123 | 0 | 265.7941 | 40.9771
|  |  | 40.4938 | 56.041 | 15.5472 | 111.8852 | 0 | 0 | 382.6192 | 56.041 | 15.5472 | 0 | 40.4938 | 71.3913 | 0 | 330.0463 | 56.041
|  |  | 46.2897 | 36.4987 | -9.7909 | 63.384 | 0 | 9.7909 | 371.7404 | 36.4987 | 0 | 0 | 46.2897 | 17.0943 | 0 | 345.4311 | 36.4987
|  |  | 46.7678 | 20.1549 | -26.6129 | 32.3845 | 0 | 26.6129 | 342.1705 | 20.1549 | 0 | 0 | 32.3845 | 0 | 14.3833 | 329.4497 | 20.1549
|  |  | 41.1187 | 6.2944 | -34.8243 | 0.83102 | 0 | 34.8243 | 303.4769 | 6.2944 | 0 | 0 | 0.83102 | 0 | 40.2877 | 284.6856 | 6.2944
|  |  | 30.6708 | 0.31672 | -30.354 | 0 | 0 | 30.354 | 269.7502 | 0.31672 | 0 | 0 | 0 | 0 | 30.6708 | 250.607 | 0.31672
|  |  | 23.3615 | 0 | -23.3615 | 0 | 0 | 23.3615 | 243.793 | 0 | 0 | 0 | 0 | 0 | 23.3615 | 224.6498 | 0
|  |  | 23.6941 | 0 | -23.6941 | 0 | 0 | 23.6941 | 217.4662 | 0 | 0 | 0 | 0 | 0 | 23.6941 | 198.3229 | 0
|  |  | 24.2768 | 0 | -24.2768 | 0 | 0 | 24.2768 | 190.4919 | 0 | 0 | 0 | 0 | 0 | 24.2768 | 171.3487 | 0
|  |  | 24.5562 | 0 | -24.5562 | 0 | 0 | 24.5562 | 163.2073 | 0 | 0 | 0 | 0 | 0 | 24.5562 | 144.0641 | 0
|  |  | 24.0861 | 0 | -24.0861 | 0 | 0 | 24.0861 | 136.445 | 0 | 0 | 0 | 0 | 0 | 24.0861 | 117.3017 | 0
|  |  | 22.6294 | 0 | -22.6294 | 0 | 0 | 22.6294 | 111.3012 | 0 | 0 | 0 | 0 | 0 | 22.6294 | 92.158 | 0
|  |  | 20.8758 | 0 | -20.8758 | 0 | 0 | 20.8758 | 88.1059 | 0 | 0 | 0 | 0 | 0 | 20.8758 | 68.9627 | 0
|  |  | 18.9345 | 0 | -18.9345 | 0 | 0 | 18.9345 | 67.0675 | 0 | 0 | 0 | 0 | 0 | 18.9345 | 47.9243 | 0
|  |  | 15.4144 | 0.1188 | -15.2956 | 0 | 0 | 15.2956 | 50.0724 | 0.1188 | 0 | 0 | 0 | 0 | 15.4144 | 30.7972 | 0.1188
|  |  | 11.7376 | 3.1103 | -8.6274 | 0 | 0 | 8.6274 | 40.4864 | 3.1103 | 0 | 0 | 0 | 0 | 11.7376 | 17.7554 | 3.1103
|  |  | 16.1057 | 14.172 | -1.9338 | 0.12591 | 0 | 1.9338 | 38.3378 | 14.172 | 0 | 0 | 0.12591 | 0 | 15.9798 | 0 | 14.172
|  |  | 19.9504 | 31.7243 | 11.7739 | 50.541 | 11.7739 | 0 | 48.9343 | 19.9504 | 0 | 30.5906 | 19.9504 | 0 | 0 | 0 | 19.9504
|  |  | 26.3005 | 50.9392 | 24.6386 | 112.3133 | 24.6386 | 0 | 71.1091 | 26.3005 | 0 | 86.0127 | 26.3005 | 0 | 0 | 0 | 26.3005
|  |  | 31.0713 | 70.0441 | 38.9728 | 168.0922 | 38.9728 | 0 | 106.1846 | 31.0713 | 0 | 137.0209 | 31.0713 | 0 | 0 | 0 | 31.0713
|  |  | 33.2435 | 79.061 | 45.8175 | 212.3375 | 45.8175 | 0 | 147.4203 | 33.2435 | 0 | 179.094 | 33.2435 | 0 | 0 | 0 | 33.2435
|  |  | 33.9264 | 82.0167 | 48.0903 | 240.4914 | 48.0903 | 0 | 190.7015 | 33.9264 | 0 | 206.565 | 33.9264 | 0 | 0 | 0 | 33.9264
|  |  | 35.3688 | 85.6719 | 50.3031 | 251.7227 | 50.3031 | 0 | 235.9744 | 35.3688 | 0 | 216.354 | 35.3688 | 0 | 0 | 0 | 35.3688
|  |  | 34.1685 | 83.4017 | 49.2332 | 247.1144 | 49.2332 | 0 | 280.2842 | 34.1685 | 0 | 212.9458 | 34.1685 | 0 | 0 | 0 | 34.1685
|  |  | 35.1159 | 72.7199 | 37.604 | 223.5689 | 37.604 | 0 | 314.1278 | 35.1159 | 0 | 52.7372 | 35.1159 | 135.7157 | 0 | 122.1441 | 35.1159
|  |  | 40.4938 | 58.0084 | 17.5145 | 184.0578 | 17.5145 | 0 | 329.8909 | 40.4938 | 0 | 0 | 40.4938 | 143.5639 | 0 | 251.3517 | 40.4938
|  |  | 46.2897 | 40.7955 | -5.4942 | 131.6533 | 0 | 5.4942 | 323.7863 | 40.7955 | 0 | 0 | 46.2897 | 85.3636 | 0 | 328.179 | 40.7955
|  |  | 46.7678 | 21.205 | -25.5627 | 70.3847 | 0 | 25.5627 | 295.3832 | 21.205 | 0 | 0 | 46.7678 | 23.6169 | 0 | 349.4341 | 21.205
|  |  | 41.1187 | 6.2397 | -34.879 | 1.6369 | 0 | 34.879 | 256.6288 | 6.2397 | 0 | 0 | 1.6369 | 0 | 39.4818 | 305.5654 | 6.2397
|  |  | 30.6708 | 0.20744 | -30.4633 | 0 | 0 | 30.4633 | 222.7807 | 0.20744 | 0 | 0 | 0 | 0 | 30.6708 | 271.4868 | 0.20744
|  |  | 23.3615 | 0 | -23.3615 | 0 | 0 | 23.3615 | 196.8234 | 0 | 0 | 0 | 0 | 0 | 23.3615 | 245.5296 | 0
|  |  | 23.6941 | 0 | -23.6941 | 0 | 0 | 23.6941 | 170.4966 | 0 | 0 | 0 | 0 | 0 | 23.6941 | 219.2028 | 0
|  |  | 24.2768 | 0 | -24.2768 | 0 | 0 | 24.2768 | 143.5223 | 0 | 0 | 0 | 0 | 0 | 24.2768 | 192.2285 | 0
|  |  | 24.5562 | 0 | -24.5562 | 0 | 0 | 24.5562 | 116.2377 | 0 | 0 | 0 | 0 | 0 | 24.5562 | 164.9439 | 0
|  |  | 30.2465 | 0 | -30.2465 | 0 | 0 | 30.2465 | 82.6305 | 0 | 0 | 0 | 0 | 0 | 30.2465 | 131.3367 | 0
|  |  | 28.1491 | 0 | -28.1491 | 0 | 0 | 28.1491 | 51.3537 | 0 | 0 | 0 | 0 | 0 | 28.1491 | 100.0599 | 0
|  |  | 25.2107 | 0 | -25.2107 | 0 | 0 | 25.2107 | 23.3419 | 0 | 0 | 0 | 0 | 0 | 25.2107 | 72.048 | 0
|  |  | 21.4417 | 0 | -21.4417 | 0 | 0 | 21.0077 | 0 | 0 | -0.43399 | 0 | 0 | 0 | 21.4417 | 48.224 | 0
|  |  | 17.5188 | 0.085914 | -17.4329 | 0 | 0 | 0 | 0 | 0.085914 | -17.4329 | 0 | 0 | 0 | 17.5188 | 28.7586 | 0.085914
|  |  | 14.3414 | 3.2233 | -11.118 | 0 | 0 | 0 | 0 | 3.2233 | -11.118 | 0 | 0 | 0 | 14.3414 | 12.8237 | 3.2233
|  |  | 11.6673 | 13.8452 | 2.178 | 0.12591 | 2.178 | 0 | 1.9602 | 11.6673 | 0 | 0 | 0.12591 | 0 | 11.5414 | 0 | 11.6673
|  |  | 9.167 | 33.0357 | 23.8687 | 45.6304 | 23.8687 | 0 | 23.442 | 9.167 | 0 | 36.4635 | 9.167 | 0 | 0 | 0 | 9.167
|  |  | 7.1962 | 56.2414 | 49.0451 | 99.2184 | 49.0451 | 0 | 67.5826 | 7.1962 | 0 | 92.0222 | 7.1962 | 0 | 0 | 0 | 7.1962
|  |  | 6.03 | 77.9858 | 71.9558 | 152.3784 | 71.9558 | 0 | 132.3428 | 6.03 | 0 | 146.3484 | 6.03 | 0 | 0 | 0 | 6.03
|  |  | 6.0645 | 91.886 | 85.8215 | 186.5005 | 85.8215 | 0 | 209.5822 | 6.0645 | 0 | 180.436 | 6.0645 | 0 | 0 | 0 | 6.0645
|  |  | 6.9622 | 99.2807 | 92.3185 | 221.4284 | 92.3185 | 0 | 292.6688 | 6.9622 | 0 | 214.4662 | 6.9622 | 0 | 0 | 0 | 6.9622
|  |  | 9.2104 | 101.5821 | 92.3716 | 235.0268 | 92.3716 | 0 | 375.8033 | 9.2104 | 0 | 225.8164 | 9.2104 | 0 | 0 | 0 | 9.2104
|  |  | 12.2202 | 92.369 | 80.1488 | 225.5079 | 7.5733 | 0 | 382.6192 | 84.7957 | 72.5755 | 213.2877 | 12.2202 | 0 | 0 | 0 | 84.7957
|  |  | 15.3949 | 78.2719 | 62.877 | 196.1957 | 0 | 0 | 382.6192 | 78.2719 | 62.877 | 4.6898 | 15.3949 | 176.1109 | 0 | 158.4998 | 78.2719
|  |  | 18.6761 | 61.7171 | 43.041 | 155.5514 | 0 | 0 | 382.6192 | 61.7171 | 43.041 | 0 | 18.6761 | 136.8753 | 0 | 281.6876 | 61.7171
|  |  | 22.1391 | 40.1725 | 18.0333 | 107.856 | 0 | 0 | 382.6192 | 40.1725 | 18.0333 | 0 | 22.1391 | 85.7169 | 0 | 358.8327 | 40.1725
|  |  | 26.0591 | 20.3389 | -5.7203 | 50.6921 | 0 | 5.7203 | 376.2634 | 20.3389 | 0 | 0 | 26.0591 | 24.6329 | 0 | 381.0024 | 20.3389
|  |  | 29.8278 | 5.9824 | -23.8454 | 1.0325 | 0 | 23.8454 | 349.7685 | 5.9824 | 0 | 0 | 1.0325 | 0 | 28.7954 | 349.0075 | 5.9824
|  |  | 32.3465 | 0.11697 | -32.2295 | 0 | 0 | 32.2295 | 313.9579 | 0.11697 | 0 | 0 | 0 | 0 | 32.3465 | 313.067 | 0.11697
|  |  | 33.6507 | 0 | -33.6507 | 0 | 0 | 33.6507 | 276.5682 | 0 | 0 | 0 | 0 | 0 | 33.6507 | 275.6773 | 0
|  |  | 34.0882 | 0 | -34.0882 | 0 | 0 | 34.0882 | 238.6925 | 0 | 0 | 0 | 0 | 0 | 34.0882 | 237.8016 | 0
|  |  | 33.501 | 0 | -33.501 | 0 | 0 | 33.501 | 201.4692 | 0 | 0 | 0 | 0 | 0 | 33.501 | 200.5783 | 0
|  |  | 32.1465 | 0 | -32.1465 | 0 | 0 | 32.1465 | 165.7508 | 0 | 0 | 0 | 0 | 0 | 32.1465 | 164.8599 | 0
|  |  | 30.2465 | 0 | -30.2465 | 0 | 0 | 30.2465 | 132.1437 | 0 | 0 | 0 | 0 | 0 | 30.2465 | 131.2528 | 0
|  |  | 28.1491 | 0 | -28.1491 | 0 | 0 | 28.1491 | 100.8669 | 0 | 0 | 0 | 0 | 0 | 28.1491 | 99.976 | 0
|  |  | 25.2107 | 0 | -25.2107 | 0 | 0 | 25.2107 | 72.855 | 0 | 0 | 0 | 0 | 0 | 25.2107 | 71.9641 | 0
|  |  | 21.4417 | 0 | -21.4417 | 0 | 0 | 21.4417 | 49.0309 | 0 | 0 | 0 | 0 | 0 | 21.4417 | 48.14 | 0
|  |  | 17.5188 | 0.074459 | -17.4444 | 0 | 0 | 17.4444 | 29.6483 | 0.074459 | 0 | 0 | 0 | 0 | 17.5188 | 28.6746 | 0.074459
|  |  | 14.3414 | 3.3585 | -10.9829 | 0 | 0 | 10.9829 | 17.4451 | 3.3585 | 0 | 0 | 0 | 0 | 14.3414 | 12.7398 | 3.3585
|  |  | 11.6673 | 15.4654 | 3.7982 | 0.20146 | 3.7982 | 0 | 20.8634 | 11.6673 | 0 | 0 | 0.20146 | 0 | 11.4658 | 0 | 11.6673
|  |  | 9.167 | 35.4515 | 26.2846 | 49.9114 | 26.2846 | 0 | 44.5195 | 9.167 | 0 | 40.7444 | 9.167 | 0 | 0 | 0 | 9.167
|  |  | 7.1962 | 55.8488 | 48.6526 | 108.3093 | 48.6526 | 0 | 88.3069 | 7.1962 | 0 | 101.1131 | 7.1962 | 0 | 0 | 0 | 7.1962
|  |  | 6.03 | 74.4559 | 68.4259 | 155.5262 | 68.4259 | 0 | 149.8902 | 6.03 | 0 | 149.4962 | 6.03 | 0 | 0 | 0 | 6.03
|  |  | 6.0645 | 89.9485 | 83.884 | 192.2168 | 83.884 | 0 | 225.3858 | 6.0645 | 0 | 186.1524 | 6.0645 | 0 | 0 | 0 | 6.0645
|  |  | 6.9622 | 100.6011 | 93.6389 | 214.201 | 93.6389 | 0 | 309.6608 | 6.9622 | 0 | 207.2388 | 6.9622 | 0 | 0 | 0 | 6.9622
|  |  | 9.2104 | 104.418 | 95.2075 | 215.7372 | 81.065 | 0 | 382.6192 | 23.353 | 14.1426 | 206.5267 | 9.2104 | 0 | 0 | 0 | 23.353
|  |  | 12.2202 | 91.3305 | 79.1102 | 196.0697 | 0 | 0 | 382.6192 | 91.3305 | 79.1102 | 165.6579 | 12.2202 | 18.1916 | 0 | 16.3724 | 91.3305
|  |  | 15.3949 | 72.5209 | 57.1259 | 177.183 | 0 | 0 | 382.6192 | 72.5209 | 57.1259 | 0 | 15.3949 | 161.7881 | 0 | 161.9817 | 72.5209
|  |  | 18.6761 | 58.2193 | 39.5432 | 131.9051 | 0 | 0 | 382.6192 | 58.2193 | 39.5432 | 0 | 18.6761 | 113.229 | 0 | 263.8878 | 58.2193
|  |  | 22.1391 | 39.2986 | 17.1595 | 99.2688 | 0 | 0 | 382.6192 | 39.2986 | 17.1595 | 0 | 22.1391 | 77.1297 | 0 | 333.3045 | 39.2986
|  |  | 26.0591 | 19.2092 | -6.85 | 55.0486 | 0 | 6.85 | 375.0082 | 19.2092 | 0 | 0 | 26.0591 | 28.9895 | 0 | 359.3951 | 19.2092
|  |  | 29.8278 | 5.4139 | -24.4139 | 1.6369 | 0 | 24.4139 | 347.8816 | 5.4139 | 0 | 0 | 1.6369 | 0 | 28.191 | 328.0718 | 5.4139
|  |  | 32.3465 | 0.36263 | -31.9838 | 0 | 0 | 31.9838 | 312.344 | 0.36263 | 0 | 0 | 0 | 0 | 32.3465 | 292.1312 | 0.36263
|  |  | 33.6507 | 0 | -33.6507 | 0 | 0 | 33.6507 | 274.9543 | 0 | 0 | 0 | 0 | 0 | 33.6507 | 254.7416 | 0
|  |  | 34.0882 | 0 | -34.0882 | 0 | 0 | 34.0882 | 237.0785 | 0 | 0 | 0 | 0 | 0 | 34.0882 | 216.8658 | 0
|  |  | 33.501 | 0 | -33.501 | 0 | 0 | 33.501 | 199.8552 | 0 | 0 | 0 | 0 | 0 | 33.501 | 179.6425 | 0
|  |  | 32.1465 | 0 | -32.1465 | 0 | 0 | 32.1465 | 164.1369 | 0 | 0 | 0 | 0 | 0 | 32.1465 | 143.9242 | 0
|  |  | 24.0861 | 0 | -24.0861 | 0 | 0 | 24.0861 | 137.3746 | 0 | 0 | 0 | 0 | 0 | 24.0861 | 117.1618 | 0
|  |  | 22.6294 | 0 | -22.6294 | 0 | 0 | 22.6294 | 112.2308 | 0 | 0 | 0 | 0 | 0 | 22.6294 | 92.0181 | 0
|  |  | 20.8758 | 0 | -20.8758 | 0 | 0 | 20.8758 | 89.0355 | 0 | 0 | 0 | 0 | 0 | 20.8758 | 68.8228 | 0
|  |  | 18.9345 | 0 | -18.9345 | 0 | 0 | 18.9345 | 67.9972 | 0 | 0 | 0 | 0 | 0 | 18.9345 | 47.7844 | 0
|  |  | 15.4144 | 0.053223 | -15.3612 | 0 | 0 | 15.3612 | 50.9292 | 0.053223 | 0 | 0 | 0 | 0 | 15.4144 | 30.6573 | 0.053223
|  |  | 11.7376 | 2.683 | -9.0547 | 0 | 0 | 9.0547 | 40.8684 | 2.683 | 0 | 0 | 0 | 0 | 11.7376 | 17.6155 | 2.683
|  |  | 16.1057 | 12.6567 | -3.4491 | 0.25182 | 0 | 3.4491 | 37.0361 | 12.6567 | 0 | 0 | 0.25182 | 0 | 15.8539 | 0 | 12.6567
|  |  | 19.9504 | 29.7099 | 9.7596 | 51.4224 | 9.7596 | 0 | 45.8197 | 19.9504 | 0 | 31.472 | 19.9504 | 0 | 0 | 0 | 19.9504
|  |  | 26.3005 | 47.6254 | 21.3248 | 116.5187 | 21.3248 | 0 | 65.0121 | 26.3005 | 0 | 90.2182 | 26.3005 | 0 | 0 | 0 | 26.3005
|  |  | 31.0713 | 66.3797 | 35.3084 | 175.6972 | 35.3084 | 0 | 96.7896 | 31.0713 | 0 | 144.6259 | 31.0713 | 0 | 0 | 0 | 31.0713
|  |  | 33.2435 | 83.0362 | 49.7926 | 221.655 | 49.7926 | 0 | 141.603 | 33.2435 | 0 | 188.4115 | 33.2435 | 0 | 0 | 0 | 33.2435
|  |  | 33.9264 | 92.6648 | 58.7383 | 250.1614 | 58.7383 | 0 | 194.4675 | 33.9264 | 0 | 216.235 | 33.9264 | 0 | 0 | 0 | 33.9264
|  |  | 35.3688 | 93.4712 | 58.1024 | 261.8712 | 58.1024 | 0 | 246.7596 | 35.3688 | 0 | 226.5024 | 35.3688 | 0 | 0 | 0 | 35.3688
|  |  | 34.1685 | 85.7377 | 51.5692 | 256.2807 | 51.5692 | 0 | 293.1719 | 34.1685 | 0 | 222.1122 | 34.1685 | 0 | 0 | 0 | 34.1685
|  |  | 35.1159 | 77.0349 | 41.919 | 232.6093 | 41.919 | 0 | 330.899 | 35.1159 | 0 | 98.8825 | 35.1159 | 98.6109 | 0 | 88.7498 | 35.1159
|  |  | 40.4938 | 63.879 | 23.3852 | 191.9902 | 23.3852 | 0 | 351.9456 | 40.4938 | 0 | 0 | 40.4938 | 151.4964 | 0 | 225.0966 | 40.4938
|  |  | 46.2897 | 42.8493 | -3.4403 | 136.4631 | 0 | 3.4403 | 348.123 | 42.8493 | 0 | 0 | 46.2897 | 90.1735 | 0 | 306.2527 | 42.8493
|  |  | 46.7678 | 20.6652 | -26.1026 | 71.392 | 0 | 26.1026 | 319.1201 | 20.6652 | 0 | 0 | 46.7678 | 24.6242 | 0 | 328.4144 | 20.6652
|  |  | 41.1187 | 5.3525 | -35.7661 | 1.6369 | 0 | 35.7661 | 279.38 | 5.3525 | 0 | 0 | 1.6369 | 0 | 39.4818 | 284.5457 | 5.3525
|  |  | 30.6708 | 0.36006 | -30.3107 | 0 | 0 | 30.3107 | 245.7014 | 0.36006 | 0 | 0 | 0 | 0 | 30.6708 | 250.4671 | 0.36006
|  |  | 23.3615 | 0 | -23.3615 | 0 | 0 | 23.3615 | 219.7442 | 0 | 0 | 0 | 0 | 0 | 23.3615 | 224.5098 | 0
|  |  | 23.6941 | 0 | -23.6941 | 0 | 0 | 23.6941 | 193.4174 | 0 | 0 | 0 | 0 | 0 | 23.6941 | 198.183 | 0
|  |  | 24.2768 | 0 | -24.2768 | 0 | 0 | 24.2768 | 166.4431 | 0 | 0 | 0 | 0 | 0 | 24.2768 | 171.2088 | 0
|  |  | 24.5562 | 0 | -24.5562 | 0 | 0 | 24.5562 | 139.1585 | 0 | 0 | 0 | 0 | 0 | 24.5562 | 143.9242 | 0
|  |  | 24.0861 | 0 | -24.0861 | 0 | 0 | 24.0861 | 112.3962 | 0 | 0 | 0 | 0 | 0 | 24.0861 | 117.1618 | 0
|  |  | 22.6294 | 0 | -22.6294 | 0 | 0 | 22.6294 | 87.2524 | 0 | 0 | 0 | 0 | 0 | 22.6294 | 92.0181 | 0
|  |  | 20.8758 | 0 | -20.8758 | 0 | 0 | 20.8758 | 64.0571 | 0 | 0 | 0 | 0 | 0 | 20.8758 | 68.8228 | 0
|  |  | 18.9345 | 0 | -18.9345 | 0 | 0 | 18.9345 | 43.0188 | 0 | 0 | 0 | 0 | 0 | 18.9345 | 47.7844 | 0
|  |  | 15.4144 | 0.010862 | -15.4036 | 0 | 0 | 15.4036 | 25.9037 | 0.010862 | 0 | 0 | 0 | 0 | 15.4144 | 30.6573 | 0.010862
|  |  | 11.7376 | 2.3045 | -9.4332 | 0 | 0 | 9.4332 | 15.4224 | 2.3045 | 0 | 0 | 0 | 0 | 11.7376 | 17.6155 | 2.3045
|  |  | 16.1057 | 12.4259 | -3.6798 | 0.25182 | 0 | 3.6798 | 11.3337 | 12.4259 | 0 | 0 | 0.25182 | 0 | 15.8539 | 0 | 12.4259
|  |  | 19.9504 | 29.8371 | 9.8867 | 57.1387 | 9.8867 | 0 | 20.2317 | 19.9504 | 0 | 37.1884 | 19.9504 | 0 | 0 | 0 | 19.9504
|  |  | 26.3005 | 51.8217 | 25.5212 | 127.0953 | 25.5212 | 0 | 43.2008 | 26.3005 | 0 | 100.7948 | 26.3005 | 0 | 0 | 0 | 26.3005
|  |  | 31.0713 | 70.0794 | 39.0081 | 189.4468 | 39.0081 | 0 | 78.3081 | 31.0713 | 0 | 158.3755 | 31.0713 | 0 | 0 | 0 | 31.0713
|  |  | 33.2435 | 81.7038 | 48.4603 | 236.9659 | 48.4603 | 0 | 121.9223 | 33.2435 | 0 | 203.7223 | 33.2435 | 0 | 0 | 0 | 33.2435
|  |  | 33.9264 | 91.0628 | 57.1364 | 267.0336 | 57.1364 | 0 | 173.3451 | 33.9264 | 0 | 233.1072 | 33.9264 | 0 | 0 | 0 | 33.9264
|  |  | 35.3688 | 97.2503 | 61.8815 | 278.2901 | 61.8815 | 0 | 229.0384 | 35.3688 | 0 | 242.9213 | 35.3688 | 0 | 0 | 0 | 35.3688
|  |  | 34.1685 | 95.651 | 61.4825 | 270.4836 | 61.4825 | 0 | 284.3727 | 34.1685 | 0 | 236.315 | 34.1685 | 0 | 0 | 0 | 34.1685
|  |  | 35.1159 | 84.0335 | 48.9176 | 244.2688 | 48.9176 | 0 | 328.3985 | 35.1159 | 0 | 123.6371 | 35.1159 | 85.5158 | 0 | 76.9642 | 35.1159
|  |  | 40.4938 | 64.7673 | 24.2735 | 199.9982 | 24.2735 | 0 | 350.2446 | 40.4938 | 0 | 0 | 40.4938 | 159.5044 | 0 | 220.5181 | 40.4938
|  |  | 46.2897 | 41.3755 | -4.9141 | 140.7693 | 0 | 4.9141 | 344.7844 | 41.3755 | 0 | 0 | 46.2897 | 94.4796 | 0 | 305.5498 | 41.3755
|  |  | 46.7678 | 19.9746 | -26.7931 | 72.7014 | 0 | 26.7931 | 315.0143 | 19.9746 | 0 | 0 | 46.7678 | 25.9337 | 0 | 328.8901 | 19.9746
|  |  | 41.1187 | 5.4484 | -35.6703 | 1.2088 | 0 | 35.6703 | 275.3807 | 5.4484 | 0 | 0 | 1.2088 | 0 | 39.9099 | 284.5457 | 5.4484
|  |  | 30.6708 | 0.39328 | -30.2775 | 0 | 0 | 30.2775 | 241.739 | 0.39328 | 0 | 0 | 0 | 0 | 30.6708 | 250.4671 | 0.39328
|  |  | 23.3615 | 0 | -23.3615 | 0 | 0 | 23.3615 | 215.7818 | 0 | 0 | 0 | 0 | 0 | 23.3615 | 224.5098 | 0
|  |  | 23.6941 | 0 | -23.6941 | 0 | 0 | 23.6941 | 189.455 | 0 | 0 | 0 | 0 | 0 | 23.6941 | 198.183 | 0
|  |  | 24.2768 | 0 | -24.2768 | 0 | 0 | 24.2768 | 162.4807 | 0 | 0 | 0 | 0 | 0 | 24.2768 | 171.2088 | 0
|  |  | 24.5562 | 0 | -24.5562 | 0 | 0 | 24.5562 | 135.1961 | 0 | 0 | 0 | 0 | 0 | 24.5562 | 143.9242 | 0
|  |  | 24.0861 | 0 | -24.0861 | 0 | 0 | 24.0861 | 108.4338 | 0 | 0 | 0 | 0 | 0 | 24.0861 | 117.1618 | 0
|  |  | 22.6294 | 0 | -22.6294 | 0 | 0 | 22.6294 | 83.29 | 0 | 0 | 0 | 0 | 0 | 22.6294 | 92.0181 | 0
|  |  | 20.8758 | 0 | -20.8758 | 0 | 0 | 20.8758 | 60.0947 | 0 | 0 | 0 | 0 | 0 | 20.8758 | 68.8228 | 0
|  |  | 18.9345 | 0 | -18.9345 | 0 | 0 | 18.9345 | 39.0563 | 0 | 0 | 0 | 0 | 0 | 18.9345 | 47.7844 | 0
|  |  | 15.4144 | 0.042871 | -15.3716 | 0 | 0 | 15.3716 | 21.9768 | 0.042871 | 0 | 0 | 0 | 0 | 15.4144 | 30.6573 | 0.042871
|  |  | 11.7376 | 2.4717 | -9.2659 | 0 | 0 | 9.2659 | 11.6813 | 2.4717 | 0 | 0 | 0 | 0 | 11.7376 | 17.6155 | 2.4717
|  |  | 16.1057 | 12.8222 | -3.2836 | 0.25182 | 0 | 3.2836 | 8.0329 | 12.8222 | 0 | 0 | 0.25182 | 0 | 15.8539 | 0 | 12.8222
|  |  | 19.9504 | 33.7657 | 13.8154 | 56.4588 | 13.8154 | 0 | 20.4667 | 19.9504 | 0 | 36.5084 | 19.9504 | 0 | 0 | 0 | 19.9504
|  |  | 26.3005 | 56.3334 | 30.0329 | 126.2643 | 30.0329 | 0 | 47.4964 | 26.3005 | 0 | 99.9638 | 26.3005 | 0 | 0 | 0 | 26.3005
|  |  | 31.0713 | 72.4203 | 41.349 | 189.472 | 41.349 | 0 | 84.7105 | 31.0713 | 0 | 158.4007 | 31.0713 | 0 | 0 | 0 | 31.0713
|  |  | 33.2435 | 82.1048 | 48.8612 | 237.4443 | 48.8612 | 0 | 128.6856 | 33.2435 | 0 | 204.2008 | 33.2435 | 0 | 0 | 0 | 33.2435
|  |  | 33.9264 | 86.4377 | 52.5112 | 268.1164 | 52.5112 | 0 | 175.9457 | 33.9264 | 0 | 234.19 | 33.9264 | 0 | 0 | 0 | 33.9264
|  |  | 35.3688 | 89.8673 | 54.4985 | 279.1211 | 54.4985 | 0 | 224.9944 | 35.3688 | 0 | 243.7523 | 35.3688 | 0 | 0 | 0 | 35.3688
|  |  | 34.1685 | 92.0621 | 57.8935 | 271.3398 | 57.8935 | 0 | 277.0986 | 34.1685 | 0 | 237.1712 | 34.1685 | 0 | 0 | 0 | 34.1685
|  |  | 35.1159 | 83.7704 | 48.6545 | 244.3191 | 48.6545 | 0 | 320.8876 | 35.1159 | 0 | 122.5912 | 35.1159 | 86.612 | 0 | 77.9508 | 35.1159
|  |  | 40.4938 | 65.2719 | 24.7781 | 199.9226 | 24.7781 | 0 | 343.1879 | 40.4938 | 0 | 0 | 40.4938 | 159.4288 | 0 | 221.4367 | 40.4938
|  |  | 46.2897 | 44.1717 | -2.118 | 140.3664 | 0 | 2.118 | 340.8346 | 44.1717 | 0 | 0 | 46.2897 | 94.0767 | 0 | 306.1058 | 44.1717
|  |  | 46.7678 | 22.1309 | -24.6369 | 72.0215 | 0 | 24.6369 | 313.4603 | 22.1309 | 0 | 0 | 46.7678 | 25.2537 | 0 | 328.8341 | 22.1309
|  |  | 41.1187 | 5.8447 | -35.274 | 1.2339 | 0 | 35.274 | 274.267 | 5.8447 | 0 | 0 | 1.2339 | 0 | 39.8847 | 284.5177 | 5.8447
|  |  | 30.6708 | 0.39701 | -30.2737 | 0 | 0 | 30.2737 | 240.6295 | 0.39701 | 0 | 0 | 0 | 0 | 30.6708 | 250.4391 | 0.39701
|  |  | 23.3615 | 0 | -23.3615 | 0 | 0 | 23.3615 | 214.6722 | 0 | 0 | 0 | 0 | 0 | 23.3615 | 224.4819 | 0
|  |  | 23.6941 | 0 | -23.6941 | 0 | 0 | 23.6941 | 188.3454 | 0 | 0 | 0 | 0 | 0 | 23.6941 | 198.1551 | 0
|  |  | 24.2768 | 0 | -24.2768 | 0 | 0 | 24.2768 | 161.3711 | 0 | 0 | 0 | 0 | 0 | 24.2768 | 171.1808 | 0
|  |  | 24.5562 | 0 | -24.5562 | 0 | 0 | 24.5562 | 134.0865 | 0 | 0 | 0 | 0 | 0 | 24.5562 | 143.8962 | 0
|  |  | 24.0861 | 0 | -24.0861 | 0 | 0 | 24.0861 | 107.3242 | 0 | 0 | 0 | 0 | 0 | 24.0861 | 117.1339 | 0
|  |  | 22.6294 | 0 | -22.6294 | 0 | 0 | 22.6294 | 82.1804 | 0 | 0 | 0 | 0 | 0 | 22.6294 | 91.9901 | 0
|  |  | 20.8758 | 0 | -20.8758 | 0 | 0 | 20.8758 | 58.9851 | 0 | 0 | 0 | 0 | 0 | 20.8758 | 68.7948 | 0
|  |  | 18.9345 | 0 | -18.9345 | 0 | 0 | 18.9345 | 37.9468 | 0 | 0 | 0 | 0 | 0 | 18.9345 | 47.7564 | 0
|  |  | 15.4144 | 0.010766 | -15.4037 | 0 | 0 | 15.4037 | 20.8316 | 0.010766 | 0 | 0 | 0 | 0 | 15.4144 | 30.6293 | 0.010766
|  |  | 11.7376 | 2.6963 | -9.0413 | 0 | 0 | 9.0413 | 10.7857 | 2.6963 | 0 | 0 | 0 | 0 | 11.7376 | 17.5875 | 2.6963
|  |  | 16.1057 | 13.5762 | -2.5296 | 0.27701 | 0 | 2.5296 | 7.9751 | 13.5762 | 0 | 0 | 0.27701 | 0 | 15.8287 | 0 | 13.5762
|  |  | 19.9504 | 32.9478 | 12.9974 | 54.5953 | 12.9974 | 0 | 19.6727 | 19.9504 | 0 | 34.645 | 19.9504 | 0 | 0 | 0 | 19.9504
|  |  | 26.3005 | 53.6558 | 27.3552 | 117.3497 | 27.3552 | 0 | 44.2924 | 26.3005 | 0 | 91.0492 | 26.3005 | 0 | 0 | 0 | 26.3005
|  |  | 31.0713 | 69.6687 | 38.5974 | 173.0027 | 38.5974 | 0 | 79.0301 | 31.0713 | 0 | 141.9314 | 31.0713 | 0 | 0 | 0 | 31.0713
|  |  | 33.2435 | 78.3772 | 45.1336 | 215.9638 | 45.1336 | 0 | 119.6504 | 33.2435 | 0 | 182.7203 | 33.2435 | 0 | 0 | 0 | 33.2435
|  |  | 33.9264 | 84.4716 | 50.5451 | 243.6896 | 50.5451 | 0 | 165.141 | 33.9264 | 0 | 209.7631 | 33.9264 | 0 | 0 | 0 | 33.9264
|  |  | 35.3688 | 87.8516 | 52.4828 | 254.9713 | 52.4828 | 0 | 212.3756 | 35.3688 | 0 | 219.6025 | 35.3688 | 0 | 0 | 0 | 35.3688
|  |  | 34.1685 | 82.0853 | 47.9167 | 247.6936 | 47.9167 | 0 | 255.5006 | 34.1685 | 0 | 213.525 | 34.1685 | 0 | 0 | 0 | 34.1685
|  |  | 35.1159 | 71.8111 | 36.6952 | 225.2057 | 36.6952 | 0 | 288.5264 | 35.1159 | 0 | 83.8751 | 35.1159 | 106.2147 | 0 | 95.5933 | 35.1159
|  |  | 40.4938 | 58.0581 | 17.5643 | 185.9968 | 17.5643 | 0 | 304.3342 | 40.4938 | 0 | 0 | 40.4938 | 145.503 | 0 | 226.5459 | 40.4938
|  |  | 46.2897 | 37.5388 | -8.7508 | 133.8442 | 0 | 8.7508 | 294.611 | 37.5388 | 0 | 0 | 46.2897 | 87.5545 | 0 | 305.345 | 37.5388
|  |  | 46.7678 | 17.0592 | -29.7086 | 71.9963 | 0 | 29.7086 | 261.6015 | 17.0592 | 0 | 0 | 46.7678 | 25.2286 | 0 | 328.0507 | 17.0592
|  |  | 41.1187 | 4.3791 | -36.7396 | 1.7628 | 0 | 36.7396 | 220.7797 | 4.3791 | 0 | 0 | 1.7628 | 0 | 39.3559 | 284.3219 | 4.3791
|  |  | 30.6708 | 0.21351 | -30.4572 | 0 | 0 | 30.4572 | 186.9383 | 0.21351 | 0 | 0 | 0 | 0 | 30.6708 | 250.2433 | 0.21351
|  |  | 23.3615 | 0 | -23.3615 | 0 | 0 | 23.3615 | 160.9811 | 0 | 0 | 0 | 0 | 0 | 23.3615 | 224.286 | 0
|  |  | 23.6941 | 0 | -23.6941 | 0 | 0 | 23.6941 | 134.6543 | 0 | 0 | 0 | 0 | 0 | 23.6941 | 197.9592 | 0
|  |  | 24.2768 | 0 | -24.2768 | 0 | 0 | 24.2768 | 107.68 | 0 | 0 | 0 | 0 | 0 | 24.2768 | 170.9849 | 0
|  |  | 24.5562 | 0 | -24.5562 | 0 | 0 | 24.5562 | 80.3954 | 0 | 0 | 0 | 0 | 0 | 24.5562 | 143.7003 | 0
|  |  | 24.0861 | 0 | -24.0861 | 0 | 0 | 24.0861 | 53.6331 | 0 | 0 | 0 | 0 | 0 | 24.0861 | 116.938 | 0
|  |  | 22.6294 | 0 | -22.6294 | 0 | 0 | 22.6294 | 28.4893 | 0 | 0 | 0 | 0 | 0 | 22.6294 | 91.7942 | 0
|  |  | 20.8758 | 0 | -20.8758 | 0 | 0 | 20.8758 | 5.294 | 0 | 0 | 0 | 0 | 0 | 20.8758 | 68.5989 | 0
|  |  | 18.9345 | 0 | -18.9345 | 0 | 0 | 4.7646 | 0 | 0 | -14.1699 | 0 | 0 | 0 | 18.9345 | 47.5606 | 0
|  |  | 15.4144 | 0 | -15.4144 | 0 | 0 | 0 | 0 | 0 | -15.4144 | 0 | 0 | 0 | 15.4144 | 30.4334 | 0
|  |  | 11.7376 | 2.1942 | -9.5435 | 0 | 0 | 0 | 0 | 2.1942 | -9.5435 | 0 | 0 | 0 | 11.7376 | 17.3916 | 2.1942
|  |  | 16.1057 | 10.9781 | -5.1276 | 0.45328 | 0 | 0 | 0 | 10.9781 | -5.1276 | 0 | 0.45328 | 0 | 15.6525 | 0 | 10.9781
|  |  | 19.9504 | 28.0416 | 8.0913 | 65.8518 | 8.0913 | 0 | 7.2821 | 19.9504 | 0 | 45.9015 | 19.9504 | 0 | 0 | 0 | 19.9504
|  |  | 26.3005 | 47.458 | 21.1575 | 146.662 | 21.1575 | 0 | 26.3239 | 26.3005 | 0 | 120.3615 | 26.3005 | 0 | 0 | 0 | 26.3005
|  |  | 31.0713 | 62.7334 | 31.6621 | 218.2302 | 31.6621 | 0 | 54.8198 | 31.0713 | 0 | 187.1589 | 31.0713 | 0 | 0 | 0 | 31.0713
|  |  | 33.2435 | 76.6258 | 43.3823 | 269.0985 | 43.3823 | 0 | 93.8638 | 33.2435 | 0 | 235.855 | 33.2435 | 0 | 0 | 0 | 33.2435
|  |  | 33.9264 | 87.7365 | 53.8101 | 178.014 | 53.8101 | 0 | 142.2929 | 33.9264 | 0 | 127.4096 | 33.9264 | 16.6779 | 0 | 15.0101 | 33.9264
|  |  | 35.3688 | 90.0342 | 54.6655 | 167.79 | 54.6655 | 0 | 191.4918 | 35.3688 | 0 | 0 | 35.3688 | 132.4212 | 0 | 134.1892 | 35.3688
|  |  | 34.1685 | 85.1229 | 50.9543 | 160.2101 | 50.9543 | 0 | 237.3507 | 34.1685 | 0 | 0 | 34.1685 | 126.0415 | 0 | 247.6266 | 34.1685
|  |  | 35.1159 | 77.7282 | 42.6123 | 114.8315 | 42.6123 | 0 | 275.7018 | 35.1159 | 0 | 0 | 35.1159 | 79.7156 | 0 | 319.3706 | 35.1159
|  |  | 40.4938 | 62.9561 | 22.4622 | 80.9109 | 22.4622 | 0 | 295.9178 | 40.4938 | 0 | 0 | 40.4938 | 40.417 | 0 | 355.746 | 40.4938
|  |  | 46.2897 | 39.9684 | -6.3212 | 59.7073 | 0 | 6.3212 | 288.8942 | 39.9684 | 0 | 0 | 46.2897 | 13.4177 | 0 | 367.8219 | 39.9684
|  |  | 46.7678 | 18.2408 | -28.527 | 30.7476 | 0 | 28.527 | 257.1975 | 18.2408 | 0 | 0 | 30.7476 | 0 | 16.0201 | 350.0217 | 18.2408
|  |  | 41.1187 | 4.4665 | -36.6522 | 0.98211 | 0 | 36.6522 | 216.4729 | 4.4665 | 0 | 0 | 0.98211 | 0 | 40.1366 | 305.4255 | 4.4665
|  |  | 30.6708 | 0.23402 | -30.4367 | 0 | 0 | 30.4367 | 182.6543 | 0.23402 | 0 | 0 | 0 | 0 | 30.6708 | 271.3469 | 0.23402
|  |  | 23.3615 | 0 | -23.3615 | 0 | 0 | 23.3615 | 156.6971 | 0 | 0 | 0 | 0 | 0 | 23.3615 | 245.3897 | 0
|  |  | 23.6941 | 0 | -23.6941 | 0 | 0 | 23.6941 | 130.3702 | 0 | 0 | 0 | 0 | 0 | 23.6941 | 219.0629 | 0
|  |  | 24.2768 | 0 | -24.2768 | 0 | 0 | 24.2768 | 103.396 | 0 | 0 | 0 | 0 | 0 | 24.2768 | 192.0886 | 0
|  |  | 24.5562 | 0 | -24.5562 | 0 | 0 | 24.5562 | 76.1114 | 0 | 0 | 0 | 0 | 0 | 24.5562 | 164.804 | 0
|  |  | 30.2465 | 0 | -30.2465 | 0 | 0 | 30.2465 | 42.5042 | 0 | 0 | 0 | 0 | 0 | 30.2465 | 131.1968 | 0
|  |  | 28.1491 | 0 | -28.1491 | 0 | 0 | 28.1491 | 11.2274 | 0 | 0 | 0 | 0 | 0 | 28.1491 | 99.92 | 0
|  |  | 25.2107 | 0 | -25.2107 | 0 | 0 | 10.1046 | 0 | 0 | -15.1061 | 0 | 0 | 0 | 25.2107 | 71.9081 | 0
|  |  | 21.4417 | 0 | -21.4417 | 0 | 0 | 0 | 0 | 0 | -21.4417 | 0 | 0 | 0 | 21.4417 | 48.0841 | 0
|  |  | 17.5188 | 0 | -17.5188 | 0 | 0 | 0 | 0 | 0 | -17.5188 | 0 | 0 | 0 | 17.5188 | 28.6187 | 0
|  |  | 14.3414 | 2.1138 | -12.2276 | 0 | 0 | 0 | 0 | 2.1138 | -12.2276 | 0 | 0 | 0 | 14.3414 | 12.6838 | 2.1138
|  |  | 11.6673 | 12.377 | 0.70978 | 0.25182 | 0.70978 | 0 | 0.6388 | 11.6673 | 0 | 0 | 0.25182 | 0 | 11.4154 | 0 | 11.6673
|  |  | 9.167 | 32.2782 | 23.1113 | 15.0339 | 23.1113 | 0 | 21.4389 | 9.167 | 0 | 5.8669 | 9.167 | 0 | 0 | 0 | 9.167
|  |  | 7.1962 | 55.1336 | 47.9373 | 9.3678 | 47.9373 | 0 | 64.5825 | 7.1962 | 0 | 2.1716 | 7.1962 | 0 | 0 | 0 | 7.1962
|  |  | 6.03 | 73.0879 | 67.0579 | 14.5302 | 67.0579 | 0 | 124.9347 | 6.03 | 0 | 8.5002 | 6.03 | 0 | 0 | 0 | 6.03
|  |  | 6.0645 | 88.0692 | 82.0048 | 18.6098 | 82.0048 | 0 | 198.739 | 6.0645 | 0 | 12.5453 | 6.0645 | 0 | 0 | 0 | 6.0645
|  |  | 6.9622 | 97.8582 | 90.896 | 122.6632 | 90.896 | 0 | 280.5454 | 6.9622 | 0 | 115.701 | 6.9622 | 0 | 0 | 0 | 6.9622
|  |  | 9.2104 | 98.0404 | 88.8299 | 51.7749 | 88.8299 | 0 | 360.4923 | 9.2104 | 0 | 42.5645 | 9.2104 | 0 | 0 | 0 | 9.2104
|  |  | 12.2202 | 89.9304 | 77.7102 | 31.9564 | 24.5855 | 0 | 382.6192 | 65.345 | 53.1247 | 19.7362 | 12.2202 | 0 | 0 | 0 | 65.345
|  |  | 15.3949 | 76.3495 | 60.9545 | 225.7094 | 0 | 0 | 382.6192 | 76.3495 | 60.9545 | 111.2332 | 15.3949 | 99.0812 | 0 | 89.1731 | 76.3495
|  |  | 18.6761 | 58.5964 | 39.9203 | 230.2422 | 0 | 0 | 382.6192 | 58.5964 | 39.9203 | 0 | 18.6761 | 211.5661 | 0 | 279.5826 | 58.5964
|  |  | 22.1391 | 37.2919 | 15.1528 | 115.2344 | 0 | 0 | 382.6192 | 37.2919 | 15.1528 | 0 | 22.1391 | 93.0953 | 0 | 363.3684 | 37.2919
|  |  | 26.0591 | 17.2045 | -8.8546 | 42.8855 | 0 | 8.8546 | 372.7808 | 17.2045 | 0 | 0 | 26.0591 | 16.8264 | 0 | 378.5121 | 17.2045
|  |  | 29.8278 | 3.9463 | -25.8815 | 3.0219 | 0 | 25.8815 | 344.0235 | 3.9463 | 0 | 0 | 3.0219 | 0 | 26.806 | 348.7277 | 3.9463
|  |  | 32.3465 | 0.13838 | -32.2081 | 0 | 0 | 32.2081 | 308.2368 | 0.13838 | 0 | 0 | 0 | 0 | 32.3465 | 312.7872 | 0.13838
|  |  | 33.6507 | 0 | -33.6507 | 0 | 0 | 33.6507 | 270.8471 | 0 | 0 | 0 | 0 | 0 | 33.6507 | 275.3975 | 0
|  |  | 34.0882 | 0 | -34.0882 | 0 | 0 | 34.0882 | 232.9713 | 0 | 0 | 0 | 0 | 0 | 34.0882 | 237.5218 | 0
|  |  | 33.501 | 0 | -33.501 | 0 | 0 | 33.501 | 195.748 | 0 | 0 | 0 | 0 | 0 | 33.501 | 200.2985 | 0
|  |  | 32.1465 | 0 | -32.1465 | 0 | 0 | 32.1465 | 160.0297 | 0 | 0 | 0 | 0 | 0 | 32.1465 | 164.5801 | 0
|  |  | 30.2465 | 0 | -30.2465 | 0 | 0 | 30.2465 | 126.4225 | 0 | 0 | 0 | 0 | 0 | 30.2465 | 130.973 | 0
|  |  | 28.1491 | 0 | -28.1491 | 0 | 0 | 28.1491 | 95.1457 | 0 | 0 | 0 | 0 | 0 | 28.1491 | 99.6962 | 0
|  |  | 25.2107 | 0 | -25.2107 | 0 | 0 | 25.2107 | 67.1338 | 0 | 0 | 0 | 0 | 0 | 25.2107 | 71.6843 | 0
|  |  | 21.4417 | 0 | -21.4417 | 0 | 0 | 21.4417 | 43.3098 | 0 | 0 | 0 | 0 | 0 | 21.4417 | 47.8602 | 0
|  |  | 17.5188 | 0 | -17.5188 | 0 | 0 | 17.5188 | 23.8444 | 0 | 0 | 0 | 0 | 0 | 17.5188 | 28.3948 | 0
|  |  | 14.3414 | 2.2399 | -12.1015 | 0 | 0 | 12.1015 | 10.3983 | 2.2399 | 0 | 0 | 0 | 0 | 14.3414 | 12.46 | 2.2399
|  |  | 11.6673 | 12.0172 | 0.34993 | 0.45328 | 0.34993 | 0 | 10.7132 | 11.6673 | 0 | 0 | 0.45328 | 0 | 11.214 | 0 | 11.6673
|  |  | 9.167 | 29.024 | 19.8571 | 45.2527 | 19.8571 | 0 | 28.5846 | 9.167 | 0 | 36.0857 | 9.167 | 0 | 0 | 0 | 9.167
|  |  | 7.1962 | 49.4257 | 42.2294 | 97.9341 | 42.2294 | 0 | 66.5911 | 7.1962 | 0 | 90.7379 | 7.1962 | 0 | 0 | 0 | 7.1962
|  |  | 6.03 | 69.3773 | 63.3473 | 143.1616 | 63.3473 | 0 | 123.6037 | 6.03 | 0 | 137.1316 | 6.03 | 0 | 0 | 0 | 6.03
|  |  | 6.0645 | 83.5328 | 77.4683 | 183.6548 | 77.4683 | 0 | 193.3252 | 6.0645 | 0 | 177.5904 | 6.0645 | 0 | 0 | 0 | 6.0645
|  |  | 6.9622 | 91.9884 | 85.0262 | 211.7583 | 85.0262 | 0 | 269.8487 | 6.9622 | 0 | 204.7961 | 6.9622 | 0 | 0 | 0 | 6.9622
|  |  | 9.2104 | 93.5339 | 84.3235 | 224.7021 | 84.3235 | 0 | 345.7399 | 9.2104 | 0 | 215.4916 | 9.2104 | 0 | 0 | 0 | 9.2104
|  |  | 12.2202 | 85.7521 | 73.5319 | 216.6689 | 40.9771 | 0 | 382.6192 | 44.775 | 32.5548 | 204.4487 | 12.2202 | 0 | 0 | 0 | 44.775
|  |  | 15.3949 | 72.8504 | 57.4554 | 196.6489 | 0 | 0 | 382.6192 | 72.8504 | 57.4554 | 45.7967 | 15.3949 | 135.4573 | 0 | 121.9115 | 72.8504
|  |  | 18.6761 | 53.3614 | 34.6853 | 160.3864 | 0 | 0 | 382.6192 | 53.3614 | 34.6853 | 0 | 18.6761 | 141.7103 | 0 | 249.4508 | 53.3614
|  |  | 22.1391 | 30.7454 | 8.6062 | 114.4286 | 0 | 0 | 382.6192 | 30.7454 | 8.6062 | 0 | 22.1391 | 92.2895 | 0 | 332.5113 | 30.7454
|  |  | 26.0591 | 13.729 | -12.3302 | 55.93 | 0 | 12.3302 | 368.9191 | 13.729 | 0 | 0 | 26.0591 | 29.8709 | 0 | 359.3951 | 13.729
|  |  | 29.8278 | 3.4634 | -26.3644 | 1.5109 | 0 | 26.3644 | 339.6253 | 3.4634 | 0 | 0 | 1.5109 | 0 | 28.3169 | 327.9319 | 3.4634
|  |  | 32.3465 | 0.09657 | -32.2499 | 0 | 0 | 32.2499 | 303.792 | 0.09657 | 0 | 0 | 0 | 0 | 32.3465 | 291.9913 | 0.09657
|  |  | 33.6507 | 0 | -33.6507 | 0 | 0 | 33.6507 | 266.4024 | 0 | 0 | 0 | 0 | 0 | 33.6507 | 254.6017 | 0
|  |  | 34.0882 | 0 | -34.0882 | 0 | 0 | 34.0882 | 228.5266 | 0 | 0 | 0 | 0 | 0 | 34.0882 | 216.7259 | 0
|  |  | 33.501 | 0 | -33.501 | 0 | 0 | 33.501 | 191.3033 | 0 | 0 | 0 | 0 | 0 | 33.501 | 179.5026 | 0
|  |  | 32.1465 | 0 | -32.1465 | 0 | 0 | 32.1465 | 155.585 | 0 | 0 | 0 | 0 | 0 | 32.1465 | 143.7842 | 0
|  |  | 24.0861 | 0 | -24.0861 | 0 | 0 | 24.0861 | 128.8227 | 0 | 0 | 0 | 0 | 0 | 24.0861 | 117.0219 | 0
|  |  | 22.6294 | 0 | -22.6294 | 0 | 0 | 22.6294 | 103.6789 | 0 | 0 | 0 | 0 | 0 | 22.6294 | 91.8782 | 0
|  |  | 20.8758 | 0 | -20.8758 | 0 | 0 | 20.8758 | 80.4836 | 0 | 0 | 0 | 0 | 0 | 20.8758 | 68.6829 | 0
|  |  | 18.9345 | 0 | -18.9345 | 0 | 0 | 18.9345 | 59.4452 | 0 | 0 | 0 | 0 | 0 | 18.9345 | 47.6445 | 0
|  |  | 15.4144 | 0.010631 | -15.4038 | 0 | 0 | 15.4038 | 42.3299 | 0.010631 | 0 | 0 | 0 | 0 | 15.4144 | 30.5174 | 0.010631
|  |  | 11.7376 | 1.6631 | -10.0745 | 0 | 0 | 10.0745 | 31.136 | 1.6631 | 0 | 0 | 0 | 0 | 11.7376 | 17.4756 | 1.6631
|  |  | 16.1057 | 9.6965 | -6.4092 | 0.37774 | 0 | 6.4092 | 24.0146 | 9.6965 | 0 | 0 | 0.37774 | 0 | 15.728 | 0 | 9.6965
|  |  | 19.9504 | 23.71 | 3.7596 | 40.6443 | 3.7596 | 0 | 27.3983 | 19.9504 | 0 | 20.6939 | 19.9504 | 0 | 0 | 0 | 19.9504
|  |  | 26.3005 | 37.9331 | 11.6326 | 93.7791 | 11.6326 | 0 | 37.8676 | 26.3005 | 0 | 67.4785 | 26.3005 | 0 | 0 | 0 | 26.3005
|  |  | 31.0713 | 51.7463 | 20.675 | 142.7335 | 20.675 | 0 | 56.4751 | 31.0713 | 0 | 111.6623 | 31.0713 | 0 | 0 | 0 | 31.0713
|  |  | 33.2435 | 63.324 | 30.0804 | 184.914 | 30.0804 | 0 | 83.5475 | 33.2435 | 0 | 151.6704 | 33.2435 | 0 | 0 | 0 | 33.2435
|  |  | 33.9264 | 72.1273 | 38.2009 | 212.7405 | 38.2009 | 0 | 117.9284 | 33.9264 | 0 | 178.814 | 33.9264 | 0 | 0 | 0 | 33.9264
|  |  | 35.3688 | 76.8303 | 41.4616 | 222.0076 | 41.4616 | 0 | 155.2438 | 35.3688 | 0 | 186.6388 | 35.3688 | 0 | 0 | 0 | 35.3688
|  |  | 34.1685 | 71.2263 | 37.0577 | 221.2521 | 37.0577 | 0 | 188.5957 | 34.1685 | 0 | 170.0517 | 34.1685 | 17.0318 | 0 | 15.3286 | 34.1685
|  |  | 35.1159 | 57.8138 | 22.6979 | 195.0876 | 22.6979 | 0 | 209.0239 | 35.1159 | 0 | 0 | 35.1159 | 159.9717 | 0 | 159.3032 | 35.1159
|  |  | 40.4938 | 42.0071 | 1.5133 | 159.2532 | 1.5133 | 0 | 210.3858 | 40.4938 | 0 | 0 | 40.4938 | 118.7593 | 0 | 266.1866 | 40.4938
|  |  | 46.2897 | 26.8751 | -19.4146 | 107.8308 | 0 | 19.4146 | 188.814 | 26.8751 | 0 | 0 | 46.2897 | 61.5411 | 0 | 321.5736 | 26.8751
|  |  | 46.7678 | 12.7752 | -33.9926 | 54.3687 | 0 | 33.9926 | 151.0444 | 12.7752 | 0 | 0 | 46.7678 | 7.6009 | 0 | 328.4144 | 12.7752
|  |  | 41.1187 | 2.8256 | -38.2931 | 1.4606 | 0 | 38.2931 | 108.4966 | 2.8256 | 0 | 0 | 1.4606 | 0 | 39.6581 | 284.3499 | 2.8256
|  |  | 30.6708 | 0.053722 | -30.617 | 0 | 0 | 30.617 | 74.4777 | 0.053722 | 0 | 0 | 0 | 0 | 30.6708 | 250.2712 | 0.053722
|  |  | 23.3615 | 0 | -23.3615 | 0 | 0 | 23.3615 | 48.5204 | 0 | 0 | 0 | 0 | 0 | 23.3615 | 224.314 | 0
|  |  | 23.6941 | 0 | -23.6941 | 0 | 0 | 23.6941 | 22.1936 | 0 | 0 | 0 | 0 | 0 | 23.6941 | 197.9872 | 0
|  |  | 24.2768 | 0 | -24.2768 | 0 | 0 | 19.9742 | 0 | 0 | -4.3026 | 0 | 0 | 0 | 24.2768 | 171.0129 | 0
|  |  | 24.5562 | 0 | -24.5562 | 0 | 0 | 0 | 0 | 0 | -24.5562 | 0 | 0 | 0 | 24.5562 | 143.7283 | 0
|  |  | 24.0861 | 0 | -24.0861 | 0 | 0 | 0 | 0 | 0 | -24.0861 | 0 | 0 | 0 | 24.0861 | 116.966 | 0
|  |  | 22.6294 | 0 | -22.6294 | 0 | 0 | 0 | 0 | 0 | -22.6294 | 0 | 0 | 0 | 22.6294 | 91.8222 | 0
|  |  | 20.8758 | 0 | -20.8758 | 0 | 0 | 0 | 0 | 0 | -20.8758 | 0 | 0 | 0 | 20.8758 | 68.6269 | 0
|  |  | 18.9345 | 0 | -18.9345 | 0 | 0 | 0 | 0 | 0 | -18.9345 | 0 | 0 | 0 | 18.9345 | 47.5886 | 0
|  |  | 15.4144 | 0 | -15.4144 | 0 | 0 | 0 | 0 | 0 | -15.4144 | 0 | 0 | 0 | 15.4144 | 30.4614 | 0
|  |  | 11.7376 | 1.4044 | -10.3332 | 0 | 0 | 0 | 0 | 1.4044 | -10.3332 | 0 | 0 | 0 | 11.7376 | 17.4196 | 1.4044
|  |  | 16.1057 | 10.4563 | -5.6494 | 0.4281 | 0 | 0 | 0 | 10.4563 | -5.6494 | 0 | 0.4281 | 0 | 15.6777 | 0 | 10.4563
|  |  | 19.9504 | 28.6155 | 8.6652 | 59.9592 | 8.6652 | 0 | 7.7986 | 19.9504 | 0 | 40.0088 | 19.9504 | 0 | 0 | 0 | 19.9504
|  |  | 26.3005 | 46.9755 | 20.675 | 132.2325 | 20.675 | 0 | 26.4061 | 26.3005 | 0 | 105.932 | 26.3005 | 0 | 0 | 0 | 26.3005
|  |  | 31.0713 | 67.3859 | 36.3146 | 196.5986 | 36.3146 | 0 | 59.0893 | 31.0713 | 0 | 165.5273 | 31.0713 | 0 | 0 | 0 | 31.0713
|  |  | 33.2435 | 86.6991 | 53.4556 | 245.3516 | 53.4556 | 0 | 107.1993 | 33.2435 | 0 | 212.1081 | 33.2435 | 0 | 0 | 0 | 33.2435
|  |  | 33.9264 | 92.5179 | 58.5914 | 276.0489 | 58.5914 | 0 | 159.9316 | 33.9264 | 0 | 242.1224 | 33.9264 | 0 | 0 | 0 | 33.9264
|  |  | 35.3688 | 87.1112 | 51.7424 | 287.1291 | 51.7424 | 0 | 206.4997 | 35.3688 | 0 | 251.7603 | 35.3688 | 0 | 0 | 0 | 35.3688
|  |  | 34.1685 | 74.4239 | 40.2553 | 277.3584 | 40.2553 | 0 | 242.7295 | 34.1685 | 0 | 243.1898 | 34.1685 | 0 | 0 | 0 | 34.1685
|  |  | 35.1159 | 58.9898 | 23.8739 | 248.9023 | 23.8739 | 0 | 264.216 | 35.1159 | 0 | 123.8964 | 35.1159 | 89.89 | 0 | 80.901 | 35.1159
|  |  | 40.4938 | 44.8123 | 4.3184 | 201.1062 | 4.3184 | 0 | 268.1026 | 40.4938 | 0 | 0 | 40.4938 | 160.6124 | 0 | 225.4522 | 40.4938
|  |  | 46.2897 | 28.1141 | -18.1756 | 139.0317 | 0 | 18.1756 | 247.9075 | 28.1141 | 0 | 0 | 46.2897 | 92.7421 | 0 | 308.92 | 28.1141
|  |  | 46.7678 | 11.7844 | -34.9833 | 69.05 | 0 | 34.9833 | 209.0371 | 11.7844 | 0 | 0 | 46.7678 | 22.2822 | 0 | 328.974 | 11.7844
|  |  | 41.1187 | 2.641 | -38.4776 | 1.0073 | 0 | 38.4776 | 166.2842 | 2.641 | 0 | 0 | 1.0073 | 0 | 40.1114 | 284.4058 | 2.641
|  |  | 30.6708 | 0.042662 | -30.6281 | 0 | 0 | 30.6281 | 132.253 | 0.042662 | 0 | 0 | 0 | 0 | 30.6708 | 250.3272 | 0.042662
|  |  | 23.3615 | 0 | -23.3615 | 0 | 0 | 23.3615 | 106.2957 | 0 | 0 | 0 | 0 | 0 | 23.3615 | 224.3699 | 0
|  |  | 23.6941 | 0 | -23.6941 | 0 | 0 | 23.6941 | 79.9689 | 0 | 0 | 0 | 0 | 0 | 23.6941 | 198.0431 | 0
|  |  | 24.2768 | 0 | -24.2768 | 0 | 0 | 24.2768 | 52.9946 | 0 | 0 | 0 | 0 | 0 | 24.2768 | 171.0689 | 0
|  |  | 24.5562 | 0 | -24.5562 | 0 | 0 | 24.5562 | 25.71 | 0 | 0 | 0 | 0 | 0 | 24.5562 | 143.7842 | 0
|  |  | 24.0861 | 0 | -24.0861 | 0 | 0 | 23.139 | 0 | 0 | -0.94705 | 0 | 0 | 0 | 24.0861 | 117.0219 | 0
|  |  | 22.6294 | 0 | -22.6294 | 0 | 0 | 0 | 0 | 0 | -22.6294 | 0 | 0 | 0 | 22.6294 | 91.8782 | 0
|  |  | 20.8758 | 0 | -20.8758 | 0 | 0 | 0 | 0 | 0 | -20.8758 | 0 | 0 | 0 | 20.8758 | 68.6829 | 0
|  |  | 18.9345 | 0 | -18.9345 | 0 | 0 | 0 | 0 | 0 | -18.9345 | 0 | 0 | 0 | 18.9345 | 47.6445 | 0
|  |  | 15.4144 | 0 | -15.4144 | 0 | 0 | 0 | 0 | 0 | -15.4144 | 0 | 0 | 0 | 15.4144 | 30.5174 | 0
|  |  | 11.7376 | 1.3818 | -10.3558 | 0 | 0 | 0 | 0 | 1.3818 | -10.3558 | 0 | 0 | 0 | 11.7376 | 17.4756 | 1.3818
|  |  | 16.1057 | 8.5836 | -7.5221 | 0.37774 | 0 | 0 | 0 | 8.5836 | -7.5221 | 0 | 0.37774 | 0 | 15.728 | 0 | 8.5836
|  |  | 19.9504 | 22.7957 | 2.8453 | 30.0677 | 2.8453 | 0 | 2.5608 | 19.9504 | 0 | 10.1173 | 19.9504 | 0 | 0 | 0 | 19.9504
|  |  | 26.3005 | 43.371 | 17.0705 | 63.1573 | 17.0705 | 0 | 17.9242 | 26.3005 | 0 | 36.8568 | 26.3005 | 0 | 0 | 0 | 26.3005
|  |  | 31.0713 | 60.5103 | 29.439 | 92.2178 | 29.439 | 0 | 44.4193 | 31.0713 | 0 | 61.1465 | 31.0713 | 0 | 0 | 0 | 31.0713
|  |  | 33.2435 | 71.7484 | 38.5049 | 110.6009 | 38.5049 | 0 | 79.0737 | 33.2435 | 0 | 77.3573 | 33.2435 | 0 | 0 | 0 | 33.2435
|  |  | 33.9264 | 82.1975 | 48.271 | 125.8362 | 48.271 | 0 | 122.5176 | 33.9264 | 0 | 22.0293 | 33.9264 | 69.8804 | 0 | 62.8924 | 33.9264
|  |  | 35.3688 | 83.262 | 47.8932 | 124.149 | 47.8932 | 0 | 165.6215 | 35.3688 | 0 | 0 | 35.3688 | 88.7802 | 0 | 142.7946 | 35.3688
|  |  | 34.1685 | 76.9081 | 42.7396 | 118.5081 | 42.7396 | 0 | 204.0871 | 34.1685 | 0 | 0 | 34.1685 | 84.3396 | 0 | 218.7002 | 34.1685
|  |  | 35.1159 | 66.0973 | 30.9814 | 115.4862 | 30.9814 | 0 | 231.9704 | 35.1159 | 0 | 0 | 35.1159 | 80.3703 | 0 | 291.0335 | 35.1159
|  |  | 40.4938 | 49.7851 | 9.2913 | 98.8155 | 9.2913 | 0 | 240.3325 | 40.4938 | 0 | 0 | 40.4938 | 58.3217 | 0 | 343.523 | 40.4938
|  |  | 46.2897 | 31.0098 | -15.2799 | 56.7106 | 0 | 15.2799 | 223.3549 | 31.0098 | 0 | 0 | 46.2897 | 10.421 | 0 | 352.9019 | 31.0098
|  |  | 46.7678 | 13.1749 | -33.5929 | 25.3334 | 0 | 33.5929 | 186.0294 | 13.1749 | 0 | 0 | 25.3334 | 0 | 21.4343 | 329.086 | 13.1749
|  |  | 41.1187 | 2.7024 | -38.4163 | 0.75547 | 0 | 38.4163 | 143.3447 | 2.7024 | 0 | 0 | 0.75547 | 0 | 40.3632 | 284.2379 | 2.7024
|  |  | 30.6708 | 0.02122 | -30.6495 | 0 | 0 | 30.6495 | 109.2896 | 0.02122 | 0 | 0 | 0 | 0 | 30.6708 | 250.1593 | 0.02122
|  |  | 23.3615 | 0 | -23.3615 | 0 | 0 | 23.3615 | 83.3324 | 0 | 0 | 0 | 0 | 0 | 23.3615 | 224.2021 | 0
|  |  | 23.6941 | 0 | -23.6941 | 0 | 0 | 23.6941 | 57.0056 | 0 | 0 | 0 | 0 | 0 | 23.6941 | 197.8753 | 0
|  |  | 24.2768 | 0 | -24.2768 | 0 | 0 | 24.2768 | 30.0313 | 0 | 0 | 0 | 0 | 0 | 24.2768 | 170.901 | 0
|  |  | 24.5562 | 0 | -24.5562 | 0 | 0 | 24.5562 | 2.7467 | 0 | 0 | 0 | 0 | 0 | 24.5562 | 143.6164 | 0
|  |  | 24.0861 | 0 | -24.0861 | 0 | 0 | 2.472 | 0 | 0 | -21.6141 | 0 | 0 | 0 | 24.0861 | 116.8541 | 0
|  |  | 22.6294 | 0 | -22.6294 | 0 | 0 | 0 | 0 | 0 | -22.6294 | 0 | 0 | 0 | 22.6294 | 91.7103 | 0
|  |  | 20.8758 | 0 | -20.8758 | 0 | 0 | 0 | 0 | 0 | -20.8758 | 0 | 0 | 0 | 20.8758 | 68.515 | 0
|  |  | 18.9345 | 0 | -18.9345 | 0 | 0 | 0 | 0 | 0 | -18.9345 | 0 | 0 | 0 | 18.9345 | 47.4766 | 0
|  |  | 15.4144 | 0 | -15.4144 | 0 | 0 | 0 | 0 | 0 | -15.4144 | 0 | 0 | 0 | 15.4144 | 30.3495 | 0
|  |  | 11.7376 | 1.4075 | -10.3301 | 0 | 0 | 0 | 0 | 1.4075 | -10.3301 | 0 | 0 | 0 | 11.7376 | 17.3077 | 1.4075
|  |  | 16.1057 | 10.0646 | -6.0411 | 0.52883 | 0 | 0 | 0 | 10.0646 | -6.0411 | 0 | 0.52883 | 0 | 15.5769 | 0 | 10.0646
|  |  | 19.9504 | 26.8667 | 6.9163 | 58.3475 | 6.9163 | 0 | 6.2247 | 19.9504 | 0 | 38.3971 | 19.9504 | 0 | 0 | 0 | 19.9504
|  |  | 26.3005 | 46.4245 | 20.124 | 129.2106 | 20.124 | 0 | 24.3363 | 26.3005 | 0 | 102.9101 | 26.3005 | 0 | 0 | 0 | 26.3005
|  |  | 31.0713 | 64.6198 | 33.5485 | 191.9147 | 33.5485 | 0 | 54.5299 | 31.0713 | 0 | 160.8434 | 31.0713 | 0 | 0 | 0 | 31.0713
|  |  | 33.2435 | 84.7248 | 51.4812 | 240.0381 | 51.4812 | 0 | 100.863 | 33.2435 | 0 | 206.7946 | 33.2435 | 0 | 0 | 0 | 33.2435
|  |  | 33.9264 | 101.8902 | 67.9638 | 269.4763 | 67.9638 | 0 | 162.0305 | 33.9264 | 0 | 235.5499 | 33.9264 | 0 | 0 | 0 | 33.9264
|  |  | 35.3688 | 103.9481 | 68.5793 | 279.0959 | 68.5793 | 0 | 223.7518 | 35.3688 | 0 | 243.7272 | 35.3688 | 0 | 0 | 0 | 35.3688
|  |  | 34.1685 | 92.0717 | 57.9032 | 269.9799 | 57.9032 | 0 | 275.8647 | 34.1685 | 0 | 235.8114 | 34.1685 | 0 | 0 | 0 | 34.1685
|  |  | 35.1159 | 76.7029 | 41.587 | 241.6246 | 41.587 | 0 | 313.2929 | 35.1159 | 0 | 103.4023 | 35.1159 | 103.1064 | 0 | 92.7958 | 35.1159
|  |  | 40.4938 | 57.902 | 17.4081 | 195.415 | 17.4081 | 0 | 328.9602 | 40.4938 | 0 | 0 | 40.4938 | 154.9212 | 0 | 232.2248 | 40.4938
|  |  | 46.2897 | 34.3185 | -11.9712 | 134.5996 | 0 | 11.9712 | 315.6589 | 34.3185 | 0 | 0 | 46.2897 | 88.31 | 0 | 311.7038 | 34.3185
|  |  | 46.7678 | 14.3165 | -32.4513 | 65.8015 | 0 | 32.4513 | 279.6019 | 14.3165 | 0 | 0 | 46.7678 | 19.0337 | 0 | 328.8341 | 14.3165
|  |  | 41.1187 | 2.9018 | -38.2169 | 0.98211 | 0 | 38.2169 | 237.1387 | 2.9018 | 0 | 0 | 0.98211 | 0 | 40.1366 | 284.2379 | 2.9018
|  |  | 30.6708 | 0.010754 | -30.66 | 0 | 0 | 30.66 | 203.0721 | 0.010754 | 0 | 0 | 0 | 0 | 30.6708 | 250.1593 | 0.010754
|  |  | 23.3615 | 0 | -23.3615 | 0 | 0 | 23.3615 | 177.1148 | 0 | 0 | 0 | 0 | 0 | 23.3615 | 224.2021 | 0
|  |  | 23.6941 | 0 | -23.6941 | 0 | 0 | 23.6941 | 150.788 | 0 | 0 | 0 | 0 | 0 | 23.6941 | 197.8753 | 0
|  |  | 24.2768 | 0 | -24.2768 | 0 | 0 | 24.2768 | 123.8137 | 0 | 0 | 0 | 0 | 0 | 24.2768 | 170.901 | 0
|  |  | 24.5562 | 0 | -24.5562 | 0 | 0 | 24.5562 | 96.5291 | 0 | 0 | 0 | 0 | 0 | 24.5562 | 143.6164 | 0
|  |  | 24.0861 | 0 | -24.0861 | 0 | 0 | 24.0861 | 69.7668 | 0 | 0 | 0 | 0 | 0 | 24.0861 | 116.8541 | 0
|  |  | 22.6294 | 0 | -22.6294 | 0 | 0 | 22.6294 | 44.623 | 0 | 0 | 0 | 0 | 0 | 22.6294 | 91.7103 | 0
|  |  | 20.8758 | 0 | -20.8758 | 0 | 0 | 20.8758 | 21.4277 | 0 | 0 | 0 | 0 | 0 | 20.8758 | 68.515 | 0
|  |  | 18.9345 | 0 | -18.9345 | 0 | 0 | 18.9345 | 0.38937 | 0 | 0 | 0 | 0 | 0 | 18.9345 | 47.4766 | 0
|  |  | 15.4144 | 0 | -15.4144 | 0 | 0 | 0.35044 | 0 | 0 | -15.064 | 0 | 0 | 0 | 15.4144 | 30.3495 | 0
|  |  | 11.7376 | 1.3829 | -10.3547 | 0 | 0 | 0 | 0 | 1.3829 | -10.3547 | 0 | 0 | 0 | 11.7376 | 17.3077 | 1.3829
|  |  | 16.1057 | 9.5759 | -6.5298 | 0.52883 | 0 | 0 | 0 | 9.5759 | -6.5298 | 0 | 0.52883 | 0 | 15.5769 | 0 | 9.5759
|  |  | 19.9504 | 27.2248 | 7.2744 | 59.6066 | 7.2744 | 0 | 6.547 | 19.9504 | 0 | 39.6562 | 19.9504 | 0 | 0 | 0 | 19.9504
|  |  | 26.3005 | 44.9258 | 18.6252 | 130.5453 | 18.6252 | 0 | 23.3097 | 26.3005 | 0 | 104.2448 | 26.3005 | 0 | 0 | 0 | 26.3005
|  |  | 31.0713 | 60.5658 | 29.4945 | 193.7026 | 29.4945 | 0 | 49.8547 | 31.0713 | 0 | 162.6313 | 31.0713 | 0 | 0 | 0 | 31.0713
|  |  | 33.2435 | 76.1 | 42.8564 | 242.0023 | 42.8564 | 0 | 88.4255 | 33.2435 | 0 | 208.7588 | 33.2435 | 0 | 0 | 0 | 33.2435
|  |  | 33.9264 | 84.1759 | 50.2495 | 272.2715 | 50.2495 | 0 | 133.65 | 33.9264 | 0 | 238.3451 | 33.9264 | 0 | 0 | 0 | 33.9264
|  |  | 35.3688 | 81.324 | 45.9552 | 282.8229 | 45.9552 | 0 | 175.0097 | 35.3688 | 0 | 247.4541 | 35.3688 | 0 | 0 | 0 | 35.3688
|  |  | 34.1685 | 74.5581 | 40.3896 | 274.4876 | 40.3896 | 0 | 211.3604 | 34.1685 | 0 | 240.319 | 34.1685 | 0 | 0 | 0 | 34.1685
|  |  | 35.1159 | 62.7807 | 27.6648 | 246.9633 | 27.6648 | 0 | 236.2586 | 35.1159 | 0 | 100.0801 | 35.1159 | 111.7673 | 0 | 100.5906 | 35.1159
|  |  | 40.4938 | 45.241 | 4.7471 | 201.0055 | 4.7471 | 0 | 240.5311 | 40.4938 | 0 | 0 | 40.4938 | 160.5116 | 0 | 245.0511 | 40.4938
|  |  | 46.2897 | 27.5107 | -18.779 | 139.5354 | 0 | 18.779 | 219.6655 | 27.5107 | 0 | 0 | 46.2897 | 93.2457 | 0 | 328.9722 | 27.5107
|  |  | 46.7678 | 10.9713 | -35.7965 | 69.5033 | 0 | 35.7965 | 179.8916 | 10.9713 | 0 | 0 | 46.7678 | 22.7355 | 0 | 349.4341 | 10.9713
|  |  | 41.1187 | 1.9028 | -39.2159 | 1.1836 | 0 | 39.2159 | 136.3184 | 1.9028 | 0 | 0 | 1.1836 | 0 | 39.9351 | 305.0618 | 1.9028
|  |  | 30.6708 | 0 | -30.6708 | 0 | 0 | 30.6708 | 102.2398 | 0 | 0 | 0 | 0 | 0 | 30.6708 | 270.9832 | 0
|  |  | 23.3615 | 0 | -23.3615 | 0 | 0 | 23.3615 | 76.2826 | 0 | 0 | 0 | 0 | 0 | 23.3615 | 245.0259 | 0
|  |  | 23.6941 | 0 | -23.6941 | 0 | 0 | 23.6941 | 49.9558 | 0 | 0 | 0 | 0 | 0 | 23.6941 | 218.6991 | 0
|  |  | 24.2768 | 0 | -24.2768 | 0 | 0 | 24.2768 | 22.9815 | 0 | 0 | 0 | 0 | 0 | 24.2768 | 191.7248 | 0
|  |  | 24.5562 | 0 | -24.5562 | 0 | 0 | 20.6833 | 0 | 0 | -3.8728 | 0 | 0 | 0 | 24.5562 | 164.4402 | 0
|  |  | 30.2465 | 0 | -30.2465 | 0 | 0 | 0 | 0 | 0 | -30.2465 | 0 | 0 | 0 | 30.2465 | 130.8331 | 0
|  |  | 28.1491 | 0 | -28.1491 | 0 | 0 | 0 | 0 | 0 | -28.1491 | 0 | 0 | 0 | 28.1491 | 99.5563 | 0
|  |  | 25.2107 | 0 | -25.2107 | 0 | 0 | 0 | 0 | 0 | -25.2107 | 0 | 0 | 0 | 25.2107 | 71.5444 | 0
|  |  | 21.4417 | 0 | -21.4417 | 0 | 0 | 0 | 0 | 0 | -21.4417 | 0 | 0 | 0 | 21.4417 | 47.7203 | 0
|  |  | 17.5188 | 0 | -17.5188 | 0 | 0 | 0 | 0 | 0 | -17.5188 | 0 | 0 | 0 | 17.5188 | 28.2549 | 0
|  |  | 14.3414 | 1.179 | -13.1624 | 0 | 0 | 0 | 0 | 1.179 | -13.1624 | 0 | 0 | 0 | 14.3414 | 12.3201 | 1.179
|  |  | 11.6673 | 8.3491 | -3.3181 | 0.57919 | 0 | 0 | 0 | 8.3491 | -3.3181 | 0 | 0.57919 | 0 | 11.0881 | 0 | 8.3491
|  |  | 9.167 | 21.6388 | 12.4718 | 52.3289 | 12.4718 | 0 | 11.2246 | 9.167 | 0 | 43.162 | 9.167 | 0 | 0 | 0 | 9.167
|  |  | 7.1962 | 36.2147 | 29.0185 | 112.4895 | 29.0185 | 0 | 37.3413 | 7.1962 | 0 | 105.2933 | 7.1962 | 0 | 0 | 0 | 7.1962
|  |  | 6.03 | 55.806 | 49.776 | 166.4301 | 49.776 | 0 | 82.1398 | 6.03 | 0 | 160.4001 | 6.03 | 0 | 0 | 0 | 6.03
|  |  | 6.0645 | 76.4916 | 70.4272 | 207.981 | 70.4272 | 0 | 145.5242 | 6.0645 | 0 | 201.9165 | 6.0645 | 0 | 0 | 0 | 6.0645
|  |  | 6.9622 | 87.8438 | 80.8816 | 234.9261 | 80.8816 | 0 | 218.3176 | 6.9622 | 0 | 227.9639 | 6.9622 | 0 | 0 | 0 | 6.9622
|  |  | 9.2104 | 89.2134 | 80.003 | 246.4344 | 80.003 | 0 | 290.3203 | 9.2104 | 0 | 237.224 | 9.2104 | 0 | 0 | 0 | 9.2104
|  |  | 12.2202 | 81.3476 | 69.1274 | 239.0812 | 69.1274 | 0 | 352.535 | 12.2202 | 0 | 226.861 | 12.2202 | 0 | 0 | 0 | 12.2202
|  |  | 15.3949 | 66.418 | 51.0231 | 213.9492 | 33.427 | 0 | 382.6192 | 32.991 | 17.5961 | 70.7232 | 15.3949 | 127.8311 | 0 | 115.048 | 32.991
|  |  | 18.6761 | 48.6446 | 29.9685 | 174.9166 | 0 | 0 | 382.6192 | 48.6446 | 29.9685 | 0 | 18.6761 | 156.2405 | 0 | 255.6644 | 48.6446
|  |  | 22.1391 | 29.3388 | 7.1997 | 123.3431 | 0 | 0 | 382.6192 | 29.3388 | 7.1997 | 0 | 22.1391 | 101.204 | 0 | 346.748 | 29.3388
|  |  | 26.0591 | 11.6447 | -14.4145 | 63.0314 | 0 | 14.4145 | 366.6032 | 11.6447 | 0 | 0 | 26.0591 | 36.9723 | 0 | 380.0231 | 11.6447
|  |  | 29.8278 | 2.0787 | -27.7491 | 1.5361 | 0 | 27.7491 | 335.7708 | 2.0787 | 0 | 0 | 1.5361 | 0 | 28.2917 | 348.5878 | 2.0787
|  |  | 32.3465 | 0 | -32.3465 | 0 | 0 | 32.3465 | 299.8303 | 0 | 0 | 0 | 0 | 0 | 32.3465 | 312.6473 | 0
|  |  | 33.6507 | 0 | -33.6507 | 0 | 0 | 33.6507 | 262.4406 | 0 | 0 | 0 | 0 | 0 | 33.6507 | 275.2576 | 0
|  |  | 34.0882 | 0 | -34.0882 | 0 | 0 | 34.0882 | 224.5648 | 0 | 0 | 0 | 0 | 0 | 34.0882 | 237.3819 | 0
|  |  | 33.501 | 0 | -33.501 | 0 | 0 | 33.501 | 187.3415 | 0 | 0 | 0 | 0 | 0 | 33.501 | 200.1586 | 0
|  |  | 32.1465 | 0 | -32.1465 | 0 | 0 | 32.1465 | 151.6232 | 0 | 0 | 0 | 0 | 0 | 32.1465 | 164.4402 | 0
|  |  | 30.2465 | 0 | -30.2465 | 0 | 0 | 30.2465 | 118.016 | 0 | 0 | 0 | 0 | 0 | 30.2465 | 130.8331 | 0
|  |  | 28.1491 | 0 | -28.1491 | 0 | 0 | 28.1491 | 86.7392 | 0 | 0 | 0 | 0 | 0 | 28.1491 | 99.5563 | 0
|  |  | 25.2107 | 0 | -25.2107 | 0 | 0 | 25.2107 | 58.7273 | 0 | 0 | 0 | 0 | 0 | 25.2107 | 71.5444 | 0
|  |  | 21.4417 | 0 | -21.4417 | 0 | 0 | 21.4417 | 34.9033 | 0 | 0 | 0 | 0 | 0 | 21.4417 | 47.7203 | 0
|  |  | 17.5188 | 0 | -17.5188 | 0 | 0 | 17.5188 | 15.4379 | 0 | 0 | 0 | 0 | 0 | 17.5188 | 28.2549 | 0
|  |  | 14.3414 | 1.0608 | -13.2805 | 0 | 0 | 13.2805 | 0.68172 | 1.0608 | 0 | 0 | 0 | 0 | 14.3414 | 12.3201 | 1.0608
|  |  | 11.6673 | 9.1392 | -2.5281 | 0.57919 | 0 | 0.61355 | 0 | 9.1392 | -1.9146 | 0 | 0.57919 | 0 | 11.0881 | 0 | 9.1392
|  |  | 9.167 | 24.0513 | 14.8843 | 53.311 | 14.8843 | 0 | 13.3959 | 9.167 | 0 | 44.1441 | 9.167 | 0 | 0 | 0 | 9.167
|  |  | 7.1962 | 40.2392 | 33.043 | 115.1841 | 33.043 | 0 | 43.1346 | 7.1962 | 0 | 107.9878 | 7.1962 | 0 | 0 | 0 | 7.1962
|  |  | 6.03 | 57.4401 | 51.4101 | 169.5276 | 51.4101 | 0 | 89.4037 | 6.03 | 0 | 163.4975 | 6.03 | 0 | 0 | 0 | 6.03
|  |  | 6.0645 | 76.1844 | 70.1199 | 211.5569 | 70.1199 | 0 | 152.5116 | 6.0645 | 0 | 205.4924 | 6.0645 | 0 | 0 | 0 | 6.0645
|  |  | 6.9622 | 87.5042 | 80.542 | 237.394 | 80.542 | 0 | 224.9993 | 6.9622 | 0 | 230.4318 | 6.9622 | 0 | 0 | 0 | 6.9622
|  |  | 9.2104 | 87.0419 | 77.8314 | 247.6936 | 77.8314 | 0 | 295.0476 | 9.2104 | 0 | 238.4831 | 9.2104 | 0 | 0 | 0 | 9.2104
|  |  | 12.2202 | 78.101 | 65.8808 | 238.4265 | 65.8808 | 0 | 354.3403 | 12.2202 | 0 | 226.2062 | 12.2202 | 0 | 0 | 0 | 12.2202
|  |  | 15.3949 | 65.5584 | 50.1635 | 214.604 | 31.421 | 0 | 382.6192 | 34.1374 | 18.7425 | 87.1729 | 15.3949 | 112.0361 | 0 | 100.8325 | 34.1374
|  |  | 18.6761 | 51.3469 | 32.6708 | 174.0604 | 0 | 0 | 382.6192 | 51.3469 | 32.6708 | 0 | 18.6761 | 155.3843 | 0 | 240.6784 | 51.3469
|  |  | 22.1391 | 31.0182 | 8.8791 | 120.5983 | 0 | 0 | 382.6192 | 31.0182 | 8.8791 | 0 | 22.1391 | 98.4591 | 0 | 329.2916 | 31.0182
|  |  | 26.0591 | 11.5284 | -14.5307 | 59.6318 | 0 | 14.5307 | 366.474 | 11.5284 | 0 | 0 | 26.0591 | 33.5727 | 0 | 359.507 | 11.5284
|  |  | 29.8278 | 1.8515 | -27.9764 | 1.1836 | 0 | 27.9764 | 335.3891 | 1.8515 | 0 | 0 | 1.1836 | 0 | 28.6443 | 327.68 | 1.8515
|  |  | 32.3465 | 0 | -32.3465 | 0 | 0 | 32.3465 | 299.4486 | 0 | 0 | 0 | 0 | 0 | 32.3465 | 291.7395 | 0
|  |  | 33.6507 | 0 | -33.6507 | 0 | 0 | 33.6507 | 262.0589 | 0 | 0 | 0 | 0 | 0 | 33.6507 | 254.3498 | 0
|  |  | 34.0882 | 0 | -34.0882 | 0 | 0 | 34.0882 | 224.1832 | 0 | 0 | 0 | 0 | 0 | 34.0882 | 216.4741 | 0
|  |  | 33.501 | 0 | -33.501 | 0 | 0 | 33.501 | 186.9599 | 0 | 0 | 0 | 0 | 0 | 33.501 | 179.2508 | 0
|  |  | 32.1465 | 0 | -32.1465 | 0 | 0 | 32.1465 | 151.2415 | 0 | 0 | 0 | 0 | 0 | 32.1465 | 143.5324 | 0
|  |  | 24.0861 | 0 | -24.0861 | 0 | 0 | 24.0861 | 124.4792 | 0 | 0 | 0 | 0 | 0 | 24.0861 | 116.7701 | 0
|  |  | 22.6294 | 0 | -22.6294 | 0 | 0 | 22.6294 | 99.3355 | 0 | 0 | 0 | 0 | 0 | 22.6294 | 91.6263 | 0
|  |  | 20.8758 | 0 | -20.8758 | 0 | 0 | 20.8758 | 76.1402 | 0 | 0 | 0 | 0 | 0 | 20.8758 | 68.431 | 0
|  |  | 18.9345 | 0 | -18.9345 | 0 | 0 | 18.9345 | 55.1018 | 0 | 0 | 0 | 0 | 0 | 18.9345 | 47.3927 | 0
|  |  | 15.4144 | 0 | -15.4144 | 0 | 0 | 15.4144 | 37.9747 | 0 | 0 | 0 | 0 | 0 | 15.4144 | 30.2656 | 0
|  |  | 11.7376 | 0.99853 | -10.7391 | 0 | 0 | 10.7391 | 26.0423 | 0.99853 | 0 | 0 | 0 | 0 | 11.7376 | 17.2237 | 0.99853
|  |  | 16.1057 | 8.638 | -7.4677 | 0.60438 | 0 | 7.4677 | 17.7449 | 8.638 | 0 | 0 | 0.60438 | 0 | 15.5014 | 0 | 8.638
|  |  | 19.9504 | 24.4565 | 4.5061 | 52.8829 | 4.5061 | 0 | 21.8004 | 19.9504 | 0 | 32.9326 | 19.9504 | 0 | 0 | 0 | 19.9504
|  |  | 26.3005 | 44.3842 | 18.0836 | 112.8673 | 18.0836 | 0 | 38.0756 | 26.3005 | 0 | 86.5668 | 26.3005 | 0 | 0 | 0 | 26.3005
|  |  | 31.0713 | 66.3957 | 35.3244 | 167.4122 | 35.3244 | 0 | 69.8676 | 31.0713 | 0 | 136.341 | 31.0713 | 0 | 0 | 0 | 31.0713
|  |  | 33.2435 | 79.7374 | 46.4939 | 207.981 | 46.4939 | 0 | 111.712 | 33.2435 | 0 | 174.7375 | 33.2435 | 0 | 0 | 0 | 33.2435
|  |  | 33.9264 | 84.9835 | 51.057 | 234.3217 | 51.057 | 0 | 157.6634 | 33.9264 | 0 | 200.3953 | 33.9264 | 0 | 0 | 0 | 33.9264
|  |  | 35.3688 | 87.5846 | 52.2158 | 245.679 | 52.2158 | 0 | 204.6576 | 35.3688 | 0 | 210.3102 | 35.3688 | 0 | 0 | 0 | 35.3688
|  |  | 34.1685 | 82.5198 | 48.3512 | 236.7896 | 48.3512 | 0 | 248.1737 | 34.1685 | 0 | 202.6211 | 34.1685 | 0 | 0 | 0 | 34.1685
|  |  | 35.1159 | 69.5622 | 34.4463 | 210.474 | 34.4463 | 0 | 279.1753 | 35.1159 | 0 | 26.1441 | 35.1159 | 149.2141 | 0 | 134.2927 | 35.1159
|  |  | 40.4938 | 52.1508 | 11.657 | 171.0385 | 11.657 | 0 | 289.6666 | 40.4938 | 0 | 0 | 40.4938 | 130.5447 | 0 | 251.7828 | 40.4938
|  |  | 46.2897 | 30.8883 | -15.4013 | 118.5837 | 0 | 15.4013 | 272.5541 | 30.8883 | 0 | 0 | 46.2897 | 72.294 | 0 | 316.8474 | 30.8883
|  |  | 46.7678 | 11.0184 | -35.7494 | 59.6822 | 0 | 35.7494 | 232.8325 | 11.0184 | 0 | 0 | 46.7678 | 12.9144 | 0 | 328.4704 | 11.0184
|  |  | 41.1187 | 1.7284 | -39.3903 | 1.2088 | 0 | 39.3903 | 189.0654 | 1.7284 | 0 | 0 | 1.2088 | 0 | 39.9099 | 284.126 | 1.7284
|  |  | 30.6708 | 0 | -30.6708 | 0 | 0 | 30.6708 | 154.9868 | 0 | 0 | 0 | 0 | 0 | 30.6708 | 250.0474 | 0
|  |  | 23.3615 | 0 | -23.3615 | 0 | 0 | 23.3615 | 129.0296 | 0 | 0 | 0 | 0 | 0 | 23.3615 | 224.0901 | 0
|  |  | 23.6941 | 0 | -23.6941 | 0 | 0 | 23.6941 | 102.7028 | 0 | 0 | 0 | 0 | 0 | 23.6941 | 197.7633 | 0
|  |  | 24.2768 | 0 | -24.2768 | 0 | 0 | 24.2768 | 75.7285 | 0 | 0 | 0 | 0 | 0 | 24.2768 | 170.7891 | 0
|  |  | 24.5562 | 0 | -24.5562 | 0 | 0 | 24.5562 | 48.4439 | 0 | 0 | 0 | 0 | 0 | 24.5562 | 143.5044 | 0
|  |  | 24.0861 | 0 | -24.0861 | 0 | 0 | 24.0861 | 21.6816 | 0 | 0 | 0 | 0 | 0 | 24.0861 | 116.7421 | 0
|  |  | 22.6294 | 0 | -22.6294 | 0 | 0 | 19.5134 | 0 | 0 | -3.116 | 0 | 0 | 0 | 22.6294 | 91.5984 | 0
|  |  | 20.8758 | 0 | -20.8758 | 0 | 0 | 0 | 0 | 0 | -20.8758 | 0 | 0 | 0 | 20.8758 | 68.4031 | 0
|  |  | 18.9345 | 0 | -18.9345 | 0 | 0 | 0 | 0 | 0 | -18.9345 | 0 | 0 | 0 | 18.9345 | 47.3647 | 0
|  |  | 15.4144 | 0 | -15.4144 | 0 | 0 | 0 | 0 | 0 | -15.4144 | 0 | 0 | 0 | 15.4144 | 30.2376 | 0
|  |  | 11.7376 | 0.66932 | -11.0683 | 0 | 0 | 0 | 0 | 0.66932 | -11.0683 | 0 | 0 | 0 | 11.7376 | 17.1958 | 0.66932
|  |  | 16.1057 | 6.4748 | -9.631 | 0.62956 | 0 | 0 | 0 | 6.4748 | -9.631 | 0 | 0.62956 | 0 | 15.4762 | 0 | 6.4748
|  |  | 19.9504 | 20.6355 | 0.68515 | 33.0141 | 0.68515 | 0 | 0.61663 | 19.9504 | 0 | 13.0637 | 19.9504 | 0 | 0 | 0 | 19.9504
|  |  | 26.3005 | 37.3718 | 11.0713 | 36.4137 | 11.0713 | 0 | 10.5808 | 26.3005 | 0 | 10.1132 | 26.3005 | 0 | 0 | 0 | 26.3005
|  |  | 31.0713 | 53.4037 | 22.3324 | 80.0799 | 22.3324 | 0 | 30.68 | 31.0713 | 0 | 49.0086 | 31.0713 | 0 | 0 | 0 | 31.0713
|  |  | 33.2435 | 67.0623 | 33.8187 | 159.0265 | 33.8187 | 0 | 61.1168 | 33.2435 | 0 | 125.783 | 33.2435 | 0 | 0 | 0 | 33.2435
|  |  | 33.9264 | 73.5272 | 39.6008 | 160.2353 | 39.6008 | 0 | 96.7575 | 33.9264 | 0 | 126.3088 | 33.9264 | 0 | 0 | 0 | 33.9264
|  |  | 35.3688 | 76.9613 | 41.5925 | 149.4824 | 41.5925 | 0 | 134.1908 | 35.3688 | 0 | 114.1136 | 35.3688 | 0 | 0 | 0 | 35.3688
|  |  | 34.1685 | 74.8267 | 40.6582 | 114.4034 | 40.6582 | 0 | 170.7832 | 34.1685 | 0 | 74.6977 | 34.1685 | 5.5372 | 0 | 4.9835 | 34.1685
|  |  | 35.1159 | 61.9596 | 26.8437 | 206.4449 | 26.8437 | 0 | 194.9425 | 35.1159 | 0 | 0 | 35.1159 | 171.329 | 0 | 159.1795 | 35.1159
|  |  | 40.4938 | 43.6547 | 3.1609 | 118.8355 | 3.1609 | 0 | 197.7873 | 40.4938 | 0 | 0 | 40.4938 | 78.3417 | 0 | 229.687 | 40.4938
|  |  | 46.2897 | 24.449 | -21.8407 | 128.027 | 0 | 21.8407 | 173.5199 | 24.449 | 0 | 0 | 46.2897 | 81.7374 | 0 | 303.2506 | 24.449
|  |  | 46.7678 | 8.8695 | -37.8983 | 71.6186 | 0 | 37.8983 | 131.4106 | 8.8695 | 0 | 0 | 46.7678 | 24.8508 | 0 | 325.6164 | 8.8695
|  |  | 41.1187 | 1.3079 | -39.8108 | 3.9033 | 0 | 39.8108 | 87.1764 | 1.3079 | 0 | 0 | 3.9033 | 0 | 37.2154 | 284.2659 | 1.3079
|  |  | 30.6708 | 0 | -30.6708 | 0 | 0 | 30.6708 | 53.0978 | 0 | 0 | 0 | 0 | 0 | 30.6708 | 250.1873 | 0
|  |  | 23.3615 | 0 | -23.3615 | 0 | 0 | 23.3615 | 27.1406 | 0 | 0 | 0 | 0 | 0 | 23.3615 | 224.23 | 0
|  |  | 23.6941 | 0 | -23.6941 | 0 | 0 | 23.6941 | 0.81376 | 0 | 0 | 0 | 0 | 0 | 23.6941 | 197.9032 | 0
|  |  | 24.2768 | 0 | -24.2768 | 0 | 0 | 0.73238 | 0 | 0 | -23.5445 | 0 | 0 | 0 | 24.2768 | 170.929 | 0
|  |  | 24.5562 | 0 | -24.5562 | 0 | 0 | 0 | 0 | 0 | -24.5562 | 0 | 0 | 0 | 24.5562 | 143.6443 | 0
|  |  | 24.0861 | 0 | -24.0861 | 0 | 0 | 0 | 0 | 0 | -24.0861 | 0 | 0 | 0 | 24.0861 | 116.882 | 0
|  |  | 22.6294 | 0 | -22.6294 | 0 | 0 | 0 | 0 | 0 | -22.6294 | 0 | 0 | 0 | 22.6294 | 91.7383 | 0
|  |  | 20.8758 | 0 | -20.8758 | 0 | 0 | 0 | 0 | 0 | -20.8758 | 0 | 0 | 0 | 20.8758 | 68.543 | 0
|  |  | 18.9345 | 0 | -18.9345 | 0 | 0 | 0 | 0 | 0 | -18.9345 | 0 | 0 | 0 | 18.9345 | 47.5046 | 0
|  |  | 15.4144 | 0 | -15.4144 | 0 | 0 | 0 | 0 | 0 | -15.4144 | 0 | 0 | 0 | 15.4144 | 30.3775 | 0
|  |  | 11.7376 | 0.84988 | -10.8878 | 0 | 0 | 0 | 0 | 0.84988 | -10.8878 | 0 | 0 | 0 | 11.7376 | 17.3357 | 0.84988
|  |  | 16.1057 | 9.0963 | -7.0094 | 0.50365 | 0 | 0 | 0 | 9.0963 | -7.0094 | 0 | 0.50365 | 0 | 15.6021 | 0 | 9.0963
|  |  | 19.9504 | 28.1627 | 8.2123 | 39.0326 | 8.2123 | 0 | 7.3911 | 19.9504 | 0 | 19.0823 | 19.9504 | 0 | 0 | 0 | 19.9504
|  |  | 26.3005 | 53.4308 | 27.1303 | 81.9685 | 27.1303 | 0 | 31.8084 | 26.3005 | 0 | 55.668 | 26.3005 | 0 | 0 | 0 | 26.3005
|  |  | 31.0713 | 74.7454 | 43.6742 | 133.265 | 43.6742 | 0 | 71.1151 | 31.0713 | 0 | 102.1937 | 31.0713 | 0 | 0 | 0 | 31.0713
|  |  | 33.2435 | 87.7107 | 54.4672 | 152.2273 | 54.4672 | 0 | 120.1356 | 33.2435 | 0 | 118.9837 | 33.2435 | 0 | 0 | 0 | 33.2435
|  |  | 33.9264 | 92.9225 | 58.9961 | 176.8808 | 58.9961 | 0 | 173.2321 | 33.9264 | 0 | 142.9544 | 33.9264 | 0 | 0 | 0 | 33.9264
|  |  | 35.3688 | 89.2175 | 53.8488 | 226.5152 | 53.8488 | 0 | 221.6959 | 35.3688 | 0 | 191.1464 | 35.3688 | 0 | 0 | 0 | 35.3688
|  |  | 34.1685 | 77.7605 | 43.592 | 231.8287 | 43.592 | 0 | 260.9287 | 34.1685 | 0 | 134.3294 | 34.1685 | 63.3307 | 0 | 56.9976 | 34.1685
|  |  | 35.1159 | 61.0232 | 25.9073 | 180.1545 | 25.9073 | 0 | 284.2453 | 35.1159 | 0 | 0 | 35.1159 | 145.0386 | 0 | 187.5324 | 35.1159
|  |  | 40.4938 | 43.1225 | 2.6286 | 151.8747 | 2.6286 | 0 | 286.6111 | 40.4938 | 0 | 0 | 40.4938 | 111.3809 | 0 | 287.7752 | 40.4938
|  |  | 46.2897 | 24.1837 | -22.106 | 94.9626 | 0 | 22.106 | 262.0489 | 24.1837 | 0 | 0 | 46.2897 | 48.673 | 0 | 331.5808 | 24.1837
|  |  | 46.7678 | 8.3013 | -38.4665 | 44.1698 | 0 | 38.4665 | 219.3083 | 8.3013 | 0 | 0 | 44.1698 | 0 | 2.5979 | 328.6942 | 8.3013
|  |  | 41.1187 | 1.2025 | -39.9162 | 1.2088 | 0 | 39.9162 | 174.957 | 1.2025 | 0 | 0 | 1.2088 | 0 | 39.9099 | 284.3499 | 1.2025
|  |  | 30.6708 | 0 | -30.6708 | 0 | 0 | 30.6708 | 140.8784 | 0 | 0 | 0 | 0 | 0 | 30.6708 | 250.2712 | 0
|  |  | 23.3615 | 0 | -23.3615 | 0 | 0 | 23.3615 | 114.9211 | 0 | 0 | 0 | 0 | 0 | 23.3615 | 224.314 | 0
|  |  | 23.6941 | 0 | -23.6941 | 0 | 0 | 23.6941 | 88.5943 | 0 | 0 | 0 | 0 | 0 | 23.6941 | 197.9872 | 0
|  |  | 24.2768 | 0 | -24.2768 | 0 | 0 | 24.2768 | 61.62 | 0 | 0 | 0 | 0 | 0 | 24.2768 | 171.0129 | 0
|  |  | 24.5562 | 0 | -24.5562 | 0 | 0 | 24.5562 | 34.3354 | 0 | 0 | 0 | 0 | 0 | 24.5562 | 143.7283 | 0
|  |  | 24.0861 | 0 | -24.0861 | 0 | 0 | 24.0861 | 7.5731 | 0 | 0 | 0 | 0 | 0 | 24.0861 | 116.966 | 0
|  |  | 22.6294 | 0 | -22.6294 | 0 | 0 | 6.8158 | 0 | 0 | -15.8136 | 0 | 0 | 0 | 22.6294 | 91.8222 | 0
|  |  | 20.8758 | 0 | -20.8758 | 0 | 0 | 0 | 0 | 0 | -20.8758 | 0 | 0 | 0 | 20.8758 | 68.6269 | 0
|  |  | 18.9345 | 0 | -18.9345 | 0 | 0 | 0 | 0 | 0 | -18.9345 | 0 | 0 | 0 | 18.9345 | 47.5886 | 0
|  |  | 15.4144 | 0 | -15.4144 | 0 | 0 | 0 | 0 | 0 | -15.4144 | 0 | 0 | 0 | 15.4144 | 30.4614 | 0
|  |  | 11.7376 | 0.72429 | -11.0133 | 0 | 0 | 0 | 0 | 0.72429 | -11.0133 | 0 | 0 | 0 | 11.7376 | 17.4196 | 0.72429
|  |  | 16.1057 | 7.1001 | -9.0056 | 0.4281 | 0 | 0 | 0 | 7.1001 | -9.0056 | 0 | 0.4281 | 0 | 15.6777 | 0 | 7.1001
|  |  | 19.9504 | 21.2052 | 1.2548 | 31.1002 | 1.2548 | 0 | 1.1293 | 19.9504 | 0 | 11.1498 | 19.9504 | 0 | 0 | 0 | 19.9504
|  |  | 26.3005 | 41.4873 | 15.1868 | 72.0215 | 15.1868 | 0 | 14.7974 | 26.3005 | 0 | 45.721 | 26.3005 | 0 | 0 | 0 | 26.3005
|  |  | 31.0713 | 61.9263 | 30.855 | 115.1841 | 30.855 | 0 | 42.5669 | 31.0713 | 0 | 84.1128 | 31.0713 | 0 | 0 | 0 | 31.0713
|  |  | 33.2435 | 72.6395 | 39.3959 | 144.7985 | 39.3959 | 0 | 78.0232 | 33.2435 | 0 | 111.5549 | 33.2435 | 0 | 0 | 0 | 33.2435
|  |  | 33.9264 | 77.8385 | 43.912 | 164.0126 | 43.912 | 0 | 117.5441 | 33.9264 | 0 | 130.0862 | 33.9264 | 0 | 0 | 0 | 33.9264
|  |  | 35.3688 | 78.8355 | 43.4667 | 175.4454 | 43.4667 | 0 | 156.6641 | 35.3688 | 0 | 140.0766 | 35.3688 | 0 | 0 | 0 | 35.3688
|  |  | 34.1685 | 73.3068 | 39.1383 | 172.902 | 39.1383 | 0 | 191.8886 | 34.1685 | 0 | 3.6368 | 34.1685 | 135.0966 | 0 | 121.587 | 34.1685
|  |  | 35.1159 | 61.763 | 26.6471 | 159.0013 | 26.6471 | 0 | 215.871 | 35.1159 | 0 | 0 | 35.1159 | 123.8854 | 0 | 233.0839 | 35.1159
|  |  | 40.4938 | 45.2108 | 4.717 | 121.2278 | 4.717 | 0 | 220.1162 | 40.4938 | 0 | 0 | 40.4938 | 80.734 | 0 | 305.7445 | 40.4938
|  |  | 46.2897 | 27.0411 | -19.2486 | 83.8572 | 0 | 19.2486 | 198.7289 | 27.0411 | 0 | 0 | 46.2897 | 37.5675 | 0 | 339.5552 | 27.0411
|  |  | 46.7678 | 9.7696 | -36.9982 | 36.8166 | 0 | 36.9982 | 157.6198 | 9.7696 | 0 | 0 | 36.8166 | 0 | 9.9512 | 328.4984 | 9.7696
|  |  | 41.1187 | 1.115 | -40.0037 | 1.0073 | 0 | 40.0037 | 113.1713 | 1.115 | 0 | 0 | 1.0073 | 0 | 40.1114 | 283.9302 | 1.115
|  |  | 30.6708 | 0 | -30.6708 | 0 | 0 | 30.6708 | 79.0927 | 0 | 0 | 0 | 0 | 0 | 30.6708 | 249.8515 | 0
|  |  | 23.3615 | 0 | -23.3615 | 0 | 0 | 23.3615 | 53.1354 | 0 | 0 | 0 | 0 | 0 | 23.3615 | 223.8943 | 0
|  |  | 23.6941 | 0 | -23.6941 | 0 | 0 | 23.6941 | 26.8086 | 0 | 0 | 0 | 0 | 0 | 23.6941 | 197.5675 | 0
|  |  | 24.2768 | 0 | -24.2768 | 0 | 0 | 24.1278 | 0 | 0 | -0.14909 | 0 | 0 | 0 | 24.2768 | 170.5932 | 0
|  |  | 24.5562 | 0 | -24.5562 | 0 | 0 | 0 | 0 | 0 | -24.5562 | 0 | 0 | 0 | 24.5562 | 143.3086 | 0
|  |  | 24.0861 | 0 | -24.0861 | 0 | 0 | 0 | 0 | 0 | -24.0861 | 0 | 0 | 0 | 24.0861 | 116.5463 | 0
|  |  | 22.6294 | 0 | -22.6294 | 0 | 0 | 0 | 0 | 0 | -22.6294 | 0 | 0 | 0 | 22.6294 | 91.4025 | 0
|  |  | 20.8758 | 0 | -20.8758 | 0 | 0 | 0 | 0 | 0 | -20.8758 | 0 | 0 | 0 | 20.8758 | 68.2072 | 0
|  |  | 18.9345 | 0 | -18.9345 | 0 | 0 | 0 | 0 | 0 | -18.9345 | 0 | 0 | 0 | 18.9345 | 47.1689 | 0
|  |  | 15.4144 | 0 | -15.4144 | 0 | 0 | 0 | 0 | 0 | -15.4144 | 0 | 0 | 0 | 15.4144 | 30.0417 | 0
|  |  | 11.7376 | 0.48349 | -11.2541 | 0 | 0 | 0 | 0 | 0.48349 | -11.2541 | 0 | 0 | 0 | 11.7376 | 16.9999 | 0.48349
|  |  | 16.1057 | 6.6419 | -9.4639 | 0.80584 | 0 | 0 | 0 | 6.6419 | -9.4639 | 0 | 0.80584 | 0 | 15.2999 | 0 | 6.6419
|  |  | 19.9504 | 21.289 | 1.3386 | 58.9771 | 1.3386 | 0 | 1.2048 | 19.9504 | 0 | 39.0267 | 19.9504 | 0 | 0 | 0 | 19.9504
|  |  | 26.3005 | 41.1318 | 14.8313 | 125.0303 | 14.8313 | 0 | 14.5529 | 26.3005 | 0 | 98.7298 | 26.3005 | 0 | 0 | 0 | 26.3005
|  |  | 31.0713 | 56.6236 | 25.5523 | 183.0001 | 25.5523 | 0 | 37.55 | 31.0713 | 0 | 151.9288 | 31.0713 | 0 | 0 | 0 | 31.0713
|  |  | 33.2435 | 70.4017 | 37.1582 | 227.1699 | 37.1582 | 0 | 70.9924 | 33.2435 | 0 | 193.9264 | 33.2435 | 0 | 0 | 0 | 33.2435
|  |  | 33.9264 | 76.4947 | 42.5683 | 255.3742 | 42.5683 | 0 | 109.3038 | 33.9264 | 0 | 221.4477 | 33.9264 | 0 | 0 | 0 | 33.9264
|  |  | 35.3688 | 73.5821 | 38.2133 | 264.5657 | 38.2133 | 0 | 143.6958 | 35.3688 | 0 | 229.1969 | 35.3688 | 0 | 0 | 0 | 35.3688
|  |  | 34.1685 | 67.2319 | 33.0633 | 254.7446 | 33.0633 | 0 | 173.4528 | 34.1685 | 0 | 220.5761 | 34.1685 | 0 | 0 | 0 | 34.1685
|  |  | 35.1159 | 54.8502 | 19.7343 | 228.6053 | 19.7343 | 0 | 191.2137 | 35.1159 | 0 | 46.409 | 35.1159 | 147.0804 | 0 | 132.3724 | 35.1159
|  |  | 40.4938 | 39.327 | -1.1669 | 185.1658 | 0 | 1.1669 | 189.9171 | 39.327 | 0 | 0 | 40.4938 | 144.672 | 0 | 262.5771 | 39.327
|  |  | 46.2897 | 21.6841 | -24.6056 | 127.3723 | 0 | 24.6056 | 162.5776 | 21.6841 | 0 | 0 | 46.2897 | 81.0826 | 0 | 335.5515 | 21.6841
|  |  | 46.7678 | 7.623 | -39.1448 | 62.0997 | 0 | 39.1448 | 119.0834 | 7.623 | 0 | 0 | 46.7678 | 15.3319 | 0 | 349.3502 | 7.623
|  |  | 41.1187 | 0.78077 | -40.3379 | 1.0325 | 0 | 40.3379 | 74.2635 | 0.78077 | 0 | 0 | 1.0325 | 0 | 40.0862 | 304.81 | 0.78077
|  |  | 30.6708 | 0 | -30.6708 | 0 | 0 | 30.6708 | 40.1849 | 0 | 0 | 0 | 0 | 0 | 30.6708 | 270.7314 | 0
|  |  | 23.3615 | 0 | -23.3615 | 0 | 0 | 23.3615 | 14.2276 | 0 | 0 | 0 | 0 | 0 | 23.3615 | 244.7741 | 0
|  |  | 23.6941 | 0 | -23.6941 | 0 | 0 | 12.8048 | 0 | 0 | -10.8893 | 0 | 0 | 0 | 23.6941 | 218.4473 | 0
|  |  | 24.2768 | 0 | -24.2768 | 0 | 0 | 0 | 0 | 0 | -24.2768 | 0 | 0 | 0 | 24.2768 | 191.473 | 0
|  |  | 24.5562 | 0 | -24.5562 | 0 | 0 | 0 | 0 | 0 | -24.5562 | 0 | 0 | 0 | 24.5562 | 164.1884 | 0
|  |  | 30.2465 | 0 | -30.2465 | 0 | 0 | 0 | 0 | 0 | -30.2465 | 0 | 0 | 0 | 30.2465 | 130.5812 | 0
|  |  | 28.1491 | 0 | -28.1491 | 0 | 0 | 0 | 0 | 0 | -28.1491 | 0 | 0 | 0 | 28.1491 | 99.3044 | 0
|  |  | 25.2107 | 0 | -25.2107 | 0 | 0 | 0 | 0 | 0 | -25.2107 | 0 | 0 | 0 | 25.2107 | 71.2925 | 0
|  |  | 21.4417 | 0 | -21.4417 | 0 | 0 | 0 | 0 | 0 | -21.4417 | 0 | 0 | 0 | 21.4417 | 47.4685 | 0
|  |  | 17.5188 | 0 | -17.5188 | 0 | 0 | 0 | 0 | 0 | -17.5188 | 0 | 0 | 0 | 17.5188 | 28.0031 | 0
|  |  | 14.3414 | 0.43007 | -13.9113 | 0 | 0 | 0 | 0 | 0.43007 | -13.9113 | 0 | 0 | 0 | 14.3414 | 12.0683 | 0.43007
|  |  | 11.6673 | 5.9331 | -5.7342 | 0.80584 | 0 | 0 | 0 | 5.9331 | -5.7342 | 0 | 0.80584 | 0 | 10.8614 | 0 | 5.9331
|  |  | 9.167 | 20.7212 | 11.5542 | 49.9366 | 11.5542 | 0 | 10.3988 | 9.167 | 0 | 40.7696 | 9.167 | 0 | 0 | 0 | 9.167
|  |  | 7.1962 | 39.856 | 32.6597 | 107.579 | 32.6597 | 0 | 39.7926 | 7.1962 | 0 | 100.3828 | 7.1962 | 0 | 0 | 0 | 7.1962
|  |  | 6.03 | 63.5693 | 57.5393 | 156.4327 | 57.5393 | 0 | 91.5779 | 6.03 | 0 | 150.4027 | 6.03 | 0 | 0 | 0 | 6.03
|  |  | 6.0645 | 81.4361 | 75.3717 | 194.8862 | 75.3717 | 0 | 159.4124 | 6.0645 | 0 | 188.8217 | 6.0645 | 0 | 0 | 0 | 6.0645
|  |  | 6.9622 | 86.8725 | 79.9103 | 220.5722 | 79.9103 | 0 | 231.3318 | 6.9622 | 0 | 213.61 | 6.9622 | 0 | 0 | 0 | 6.9622
|  |  | 9.2104 | 88.8613 | 79.6509 | 232.4834 | 79.6509 | 0 | 303.0176 | 9.2104 | 0 | 223.273 | 9.2104 | 0 | 0 | 0 | 9.2104
|  |  | 12.2202 | 80.7273 | 68.5071 | 223.0149 | 68.5071 | 0 | 364.674 | 12.2202 | 0 | 210.7946 | 12.2202 | 0 | 0 | 0 | 12.2202
|  |  | 15.3949 | 65.5452 | 50.1503 | 201.358 | 19.9392 | 0 | 382.6192 | 45.606 | 30.2111 | 30.5126 | 15.3949 | 155.4505 | 0 | 139.9055 | 45.606
|  |  | 18.6761 | 46.4154 | 27.7393 | 163.2823 | 0 | 0 | 382.6192 | 46.4154 | 27.7393 | 0 | 18.6761 | 144.6062 | 0 | 270.0511 | 46.4154
|  |  | 22.1391 | 25.0715 | 2.9324 | 114.6049 | 0 | 0 | 382.6192 | 25.0715 | 2.9324 | 0 | 22.1391 | 92.4657 | 0 | 353.2702 | 25.0715
|  |  | 26.0591 | 8.7663 | -17.2928 | 55.2249 | 0 | 17.2928 | 363.405 | 8.7663 | 0 | 0 | 26.0591 | 29.1658 | 0 | 379.5194 | 8.7663
|  |  | 29.8278 | 0.7989 | -29.0289 | 1.2339 | 0 | 29.0289 | 331.1506 | 0.7989 | 0 | 0 | 1.2339 | 0 | 28.5939 | 347.7484 | 0.7989
|  |  | 32.3465 | 0 | -32.3465 | 0 | 0 | 32.3465 | 295.2101 | 0 | 0 | 0 | 0 | 0 | 32.3465 | 311.8079 | 0
|  |  | 33.6507 | 0 | -33.6507 | 0 | 0 | 33.6507 | 257.8204 | 0 | 0 | 0 | 0 | 0 | 33.6507 | 274.4182 | 0
|  |  | 34.0882 | 0 | -34.0882 | 0 | 0 | 34.0882 | 219.9446 | 0 | 0 | 0 | 0 | 0 | 34.0882 | 236.5424 | 0
|  |  | 33.501 | 0 | -33.501 | 0 | 0 | 33.501 | 182.7213 | 0 | 0 | 0 | 0 | 0 | 33.501 | 199.3191 | 0
|  |  | 32.1465 | 0 | -32.1465 | 0 | 0 | 32.1465 | 147.003 | 0 | 0 | 0 | 0 | 0 | 32.1465 | 163.6008 | 0
|  |  | 30.2465 | 0 | -30.2465 | 0 | 0 | 30.2465 | 113.3958 | 0 | 0 | 0 | 0 | 0 | 30.2465 | 129.9936 | 0
|  |  | 28.1491 | 0 | -28.1491 | 0 | 0 | 28.1491 | 82.119 | 0 | 0 | 0 | 0 | 0 | 28.1491 | 98.7168 | 0
|  |  | 25.2107 | 0 | -25.2107 | 0 | 0 | 25.2107 | 54.1071 | 0 | 0 | 0 | 0 | 0 | 25.2107 | 70.705 | 0
|  |  | 21.4417 | 0 | -21.4417 | 0 | 0 | 21.4417 | 30.2831 | 0 | 0 | 0 | 0 | 0 | 21.4417 | 46.8809 | 0
|  |  | 17.5188 | 0 | -17.5188 | 0 | 0 | 17.5188 | 10.8177 | 0 | 0 | 0 | 0 | 0 | 17.5188 | 27.4155 | 0
|  |  | 14.3414 | 0.26832 | -14.073 | 0 | 0 | 9.7359 | 0 | 0.26832 | -4.3371 | 0 | 0 | 0 | 14.3414 | 11.4807 | 0.26832
|  |  | 11.6673 | 5.917 | -5.7502 | 1.3347 | 0 | 0 | 0 | 5.917 | -5.7502 | 0 | 1.3347 | 0 | 10.3326 | -2.5755e-15 | 5.917
|  |  | 9.167 | 21.3183 | 12.1513 | 44.2957 | 12.1513 | 0 | 10.9362 | 9.167 | 0 | 35.1288 | 9.167 | 0 | -2.318e-15 | 0 | 9.167
|  |  | 7.1962 | 42.4232 | 35.227 | 81.1375 | 35.227 | 0 | 42.6404 | 7.1962 | 0 | 73.9413 | 7.1962 | 0 | 0 | 0 | 7.1962
|  |  | 6.03 | 63.0957 | 57.0657 | 107.856 | 57.0657 | 0 | 93.9995 | 6.03 | 0 | 101.826 | 6.03 | 0 | 0 | 0 | 6.03
|  |  | 6.0645 | 80.618 | 74.5535 | 188.1625 | 74.5535 | 0 | 161.0977 | 6.0645 | 0 | 182.098 | 6.0645 | 0 | 0 | 0 | 6.0645
|  |  | 6.9622 | 93.5267 | 86.5645 | 125.257 | 86.5645 | 0 | 239.0057 | 6.9622 | 0 | 118.2948 | 6.9622 | 0 | 0 | 0 | 6.9622
|  |  | 9.2104 | 92.8419 | 83.6315 | 157.1882 | 83.6315 | 0 | 314.2741 | 9.2104 | 0 | 51.6303 | 9.2104 | 96.3474 | 0 | 86.7127 | 9.2104
|  |  | 12.2202 | 80.6796 | 68.4593 | 189.0187 | 68.4593 | 0 | 375.8875 | 12.2202 | 0 | 0 | 12.2202 | 176.7985 | 0 | 245.8313 | 12.2202
|  |  | 15.3949 | 66.21 | 50.8151 | 105.4133 | 7.4797 | 0 | 382.6192 | 58.7303 | 43.3354 | 0 | 15.3949 | 90.0184 | 0 | 326.8478 | 58.7303
|  |  | 18.6761 | 46.4803 | 27.8042 | 83.3787 | 0 | 0 | 382.6192 | 46.4803 | 27.8042 | 0 | 18.6761 | 64.7027 | 0 | 385.0802 | 46.4803
|  |  | 22.1391 | 24.1241 | 1.985 | 9.7204 | 0 | 0 | 382.6192 | 24.1241 | 1.985 | 0 | 9.7204 | 0 | 12.4187 | 371.2816 | 24.1241
|  |  | 26.0591 | 7.3336 | -18.7256 | 15.8397 | 0 | 18.7256 | 361.8131 | 7.3336 | 0 | 0 | 15.8397 | 0 | 10.2194 | 359.9267 | 7.3336
|  |  | 29.8278 | 0.56817 | -29.2597 | 0.50365 | 0 | 29.2597 | 329.3023 | 0.56817 | 0 | 0 | 0.50365 | 0 | 29.3242 | 327.3443 | 0.56817
|  |  | 32.3465 | 0 | -32.3465 | 0 | 0 | 32.3465 | 293.3618 | 0 | 0 | 0 | 0 | 0 | 32.3465 | 291.4037 | 0
|  |  | 33.6507 | 0 | -33.6507 | 0 | 0 | 33.6507 | 255.9721 | 0 | 0 | 0 | 0 | 0 | 33.6507 | 254.0141 | 0
|  |  | 34.0882 | 0 | -34.0882 | 0 | 0 | 34.0882 | 218.0964 | 0 | 0 | 0 | 0 | 0 | 34.0882 | 216.1383 | 0
|  |  | 33.501 | 0 | -33.501 | 0 | 0 | 33.501 | 180.8731 | 0 | 0 | 0 | 0 | 0 | 33.501 | 178.915 | 0
|  |  | 32.1465 | 0 | -32.1465 | 0 | 0 | 32.1465 | 145.1547 | 0 | 0 | 0 | 0 | 0 | 32.1465 | 143.1967 | 0
|  |  | 24.0861 | 0 | -24.0861 | 0 | 0 | 24.0861 | 118.3924 | 0 | 0 | 0 | 0 | 0 | 24.0861 | 116.4343 | 0
|  |  | 22.6294 | 0 | -22.6294 | 0 | 0 | 22.6294 | 93.2486 | 0 | 0 | 0 | 0 | 0 | 22.6294 | 91.2906 | 0
|  |  | 20.8758 | 0 | -20.8758 | 0 | 0 | 20.8758 | 70.0534 | 0 | 0 | 0 | 0 | 0 | 20.8758 | 68.0953 | 0
|  |  | 18.9345 | 0 | -18.9345 | 0 | 0 | 18.9345 | 49.015 | 0 | 0 | 0 | 0 | 0 | 18.9345 | 47.0569 | 0
|  |  | 15.4144 | 0 | -15.4144 | 0 | 0 | 15.4144 | 31.8879 | 0 | 0 | 0 | 0 | 0 | 15.4144 | 29.9298 | 0
|  |  | 11.7376 | 0.19454 | -11.5431 | 0 | 0 | 11.5431 | 19.0622 | 0.19454 | 0 | 0 | 0 | 0 | 11.7376 | 16.888 | 0.19454
|  |  | 16.1057 | 4.9326 | -11.1732 | 0.90656 | 0 | 11.1732 | 6.6476 | 4.9326 | 0 | 0 | 0.90656 | 0 | 15.1992 | 0 | 4.9326
|  |  | 19.9504 | 15.8919 | -4.0585 | 62.9307 | 0 | 4.0585 | 2.1382 | 15.8919 | 0 | 42.9803 | 19.9504 | 0 | 0 | 0 | 15.8919
|  |  | 26.3005 | 28.7436 | 2.4431 | 132.9376 | 2.4431 | 0 | 4.337 | 26.3005 | 0 | 106.6371 | 26.3005 | 0 | 0 | 0 | 26.3005
|  |  | 31.0713 | 42.4265 | 11.3552 | 194.3825 | 11.3552 | 0 | 14.5567 | 31.0713 | 0 | 163.3112 | 31.0713 | 0 | 0 | 0 | 31.0713
|  |  | 33.2435 | 55.9031 | 22.6595 | 240.9951 | 22.6595 | 0 | 34.9503 | 33.2435 | 0 | 207.7515 | 33.2435 | 0 | 0 | 0 | 33.2435
|  |  | 33.9264 | 66.7661 | 32.8396 | 269.8792 | 32.8396 | 0 | 64.5059 | 33.9264 | 0 | 235.9528 | 33.9264 | 0 | 0 | 0 | 33.9264
|  |  | 35.3688 | 69.9267 | 34.5579 | 279.9773 | 34.5579 | 0 | 95.608 | 35.3688 | 0 | 244.6085 | 35.3688 | 0 | 0 | 0 | 35.3688
|  |  | 34.1685 | 62.176 | 28.0074 | 270.6347 | 28.0074 | 0 | 120.8147 | 34.1685 | 0 | 236.4661 | 34.1685 | 0 | 0 | 0 | 34.1685
|  |  | 35.1159 | 47.3688 | 12.2529 | 242.1786 | 12.2529 | 0 | 131.8423 | 35.1159 | 0 | 105.8372 | 35.1159 | 101.2255 | 0 | 91.103 | 35.1159
|  |  | 40.4938 | 31.205 | -9.2889 | 196.0446 | 0 | 9.2889 | 121.5214 | 31.205 | 0 | 0 | 40.4938 | 155.5507 | 0 | 231.0986 | 31.205
|  |  | 46.2897 | 17.3972 | -28.8925 | 135.204 | 0 | 28.8925 | 89.4186 | 17.3972 | 0 | 0 | 46.2897 | 88.9143 | 0 | 311.1215 | 17.3972
|  |  | 46.7678 | 6.0158 | -40.752 | 65.8267 | 0 | 40.752 | 44.1386 | 6.0158 | 0 | 0 | 46.7678 | 19.0589 | 0 | 328.2745 | 6.0158
|  |  | 41.1187 | 0.40376 | -40.7149 | 1.0325 | 0 | 39.7248 | 0 | 0.40376 | -0.99016 | 0 | 1.0325 | 0 | 40.0862 | 283.7343 | 0.40376
|  |  | 30.6708 | 0 | -30.6708 | 0 | 0 | 0 | 0 | 0 | -30.6708 | 0 | 0 | 0 | 30.6708 | 249.6557 | 0
|  |  | 23.3615 | 0 | -23.3615 | 0 | 0 | 0 | 0 | 0 | -23.3615 | 0 | 0 | 0 | 23.3615 | 223.6984 | 0
|  |  | 23.6941 | 0 | -23.6941 | 0 | 0 | 0 | 0 | 0 | -23.6941 | 0 | 0 | 0 | 23.6941 | 197.3716 | 0
|  |  | 24.2768 | 0 | -24.2768 | 0 | 0 | 0 | 0 | 0 | -24.2768 | 0 | 0 | 0 | 24.2768 | 170.3973 | 0
|  |  | 24.5562 | 0 | -24.5562 | 0 | 0 | 0 | 0 | 0 | -24.5562 | 0 | 0 | 0 | 24.5562 | 143.1127 | 0
|  |  | 24.0861 | 0 | -24.0861 | 0 | 0 | 0 | 0 | 0 | -24.0861 | 0 | 0 | 0 | 24.0861 | 116.3504 | 0
|  |  | 22.6294 | 0 | -22.6294 | 0 | 0 | 0 | 0 | 0 | -22.6294 | 0 | 0 | 0 | 22.6294 | 91.2066 | 0
|  |  | 20.8758 | 0 | -20.8758 | 0 | 0 | 0 | 0 | 0 | -20.8758 | 0 | 0 | 0 | 20.8758 | 68.0113 | 0
|  |  | 18.9345 | 0 | -18.9345 | 0 | 0 | 0 | 0 | 0 | -18.9345 | 0 | 0 | 0 | 18.9345 | 46.973 | 0
|  |  | 15.4144 | 0 | -15.4144 | 0 | 0 | 0 | 0 | 0 | -15.4144 | 0 | 0 | 0 | 15.4144 | 29.8459 | 0
|  |  | 11.7376 | 0.097329 | -11.6403 | 0 | 0 | 0 | 0 | 0.097329 | -11.6403 | 0 | 0 | 0 | 11.7376 | 16.804 | 0.097329
|  |  | 16.1057 | 5.4143 | -10.6914 | 0.98211 | 0 | 0 | 0 | 5.4143 | -10.6914 | 0 | 0.98211 | 0 | 15.1236 | 0 | 5.4143
|  |  | 19.9504 | 18.4097 | -1.5407 | 61.0924 | 0 | 0 | 0 | 18.4097 | -1.5407 | 41.142 | 19.9504 | 0 | 0 | 0 | 18.4097
|  |  | 26.3005 | 37.4252 | 11.1247 | 128.5559 | 11.1247 | 0 | 10.0122 | 26.3005 | 0 | 102.2554 | 26.3005 | 0 | 0 | 0 | 26.3005
|  |  | 31.0713 | 57.7314 | 26.6601 | 187.7344 | 26.6601 | 0 | 34.0063 | 31.0713 | 0 | 156.6631 | 31.0713 | 0 | 0 | 0 | 31.0713
|  |  | 33.2435 | 74.0314 | 40.7879 | 233.3144 | 40.7879 | 0 | 70.7154 | 33.2435 | 0 | 200.0709 | 33.2435 | 0 | 0 | 0 | 33.2435
|  |  | 33.9264 | 81.2051 | 47.2787 | 261.7957 | 47.2787 | 0 | 113.2662 | 33.9264 | 0 | 227.8692 | 33.9264 | 0 | 0 | 0 | 33.9264
|  |  | 35.3688 | 80.2144 | 44.8456 | 271.3398 | 44.8456 | 0 | 153.6272 | 35.3688 | 0 | 235.971 | 35.3688 | 0 | 0 | 0 | 35.3688
|  |  | 34.1685 | 74.3874 | 40.2188 | 262.3245 | 40.2188 | 0 | 189.8242 | 34.1685 | 0 | 228.156 | 34.1685 | 0 | 0 | 0 | 34.1685
|  |  | 35.1159 | 60.6554 | 25.5395 | 235.606 | 25.5395 | 0 | 212.8097 | 35.1159 | 0 | 89.8819 | 35.1159 | 110.6083 | 0 | 99.5474 | 35.1159
|  |  | 40.4938 | 41.2481 | 0.75428 | 191.1088 | 0.75428 | 0 | 213.4886 | 40.4938 | 0 | 0 | 40.4938 | 150.615 | 0 | 235.1009 | 40.4938
|  |  | 46.2897 | 21.1869 | -25.1028 | 132.1318 | 0 | 25.1028 | 185.5966 | 21.1869 | 0 | 0 | 46.2897 | 85.8421 | 0 | 312.3588 | 21.1869
|  |  | 46.7678 | 6.1046 | -40.6632 | 64.2653 | 0 | 40.6632 | 140.4153 | 6.1046 | 0 | 0 | 46.7678 | 17.4976 | 0 | 328.1066 | 6.1046
|  |  | 41.1187 | 0.25598 | -40.8627 | 1.1332 | 0 | 40.8627 | 95.0123 | 0.25598 | 0 | 0 | 1.1332 | 0 | 39.9855 | 283.6783 | 0.25598
|  |  | 30.6708 | 0 | -30.6708 | 0 | 0 | 30.6708 | 60.9336 | 0 | 0 | 0 | 0 | 0 | 30.6708 | 249.5997 | 0
|  |  | 23.3615 | 0 | -23.3615 | 0 | 0 | 23.3615 | 34.9764 | 0 | 0 | 0 | 0 | 0 | 23.3615 | 223.6425 | 0
|  |  | 23.6941 | 0 | -23.6941 | 0 | 0 | 23.6941 | 8.6496 | 0 | 0 | 0 | 0 | 0 | 23.6941 | 197.3157 | 0
|  |  | 24.2768 | 0 | -24.2768 | 0 | 0 | 7.7846 | 0 | 0 | -16.4922 | 0 | 0 | 0 | 24.2768 | 170.3414 | 0
|  |  | 24.5562 | 0 | -24.5562 | 0 | 0 | 0 | 0 | 0 | -24.5562 | 0 | 0 | 0 | 24.5562 | 143.0568 | 0
|  |  | 24.0861 | 0 | -24.0861 | 0 | 0 | 0 | 0 | 0 | -24.0861 | 0 | 0 | 0 | 24.0861 | 116.2944 | 0
|  |  | 22.6294 | 0 | -22.6294 | 0 | 0 | 0 | 0 | 0 | -22.6294 | 0 | 0 | 0 | 22.6294 | 91.1507 | 0
|  |  | 20.8758 | 0 | -20.8758 | 0 | 0 | 0 | 0 | 0 | -20.8758 | 0 | 0 | 0 | 20.8758 | 67.9554 | 0
|  |  | 18.9345 | 0 | -18.9345 | 0 | 0 | 0 | 0 | 0 | -18.9345 | 0 | 0 | 0 | 18.9345 | 46.917 | 0
|  |  | 15.4144 | 0 | -15.4144 | 0 | 0 | 0 | 0 | 0 | -15.4144 | 0 | 0 | 0 | 15.4144 | 29.7899 | 0
|  |  | 11.7376 | 0.2452 | -11.4924 | 0 | 0 | 0 | 0 | 0.2452 | -11.4924 | 0 | 0 | 0 | 11.7376 | 16.7481 | 0.2452
|  |  | 16.1057 | 6.3175 | -9.7883 | 1.0325 | 0 | 0 | 0 | 6.3175 | -9.7883 | 0 | 1.0325 | 0 | 15.0733 | 0 | 6.3175
|  |  | 19.9504 | 23.2403 | 3.2899 | 61.8227 | 3.2899 | 0 | 2.9609 | 19.9504 | 0 | 41.8723 | 19.9504 | 0 | 0 | 0 | 19.9504
|  |  | 26.3005 | 43.4178 | 17.1172 | 130.2935 | 17.1172 | 0 | 18.3664 | 26.3005 | 0 | 103.9929 | 26.3005 | 0 | 0 | 0 | 26.3005
|  |  | 31.0713 | 61.9123 | 30.841 | 190.303 | 30.841 | 0 | 46.1233 | 31.0713 | 0 | 159.2317 | 31.0713 | 0 | 0 | 0 | 31.0713
|  |  | 33.2435 | 78.0704 | 44.8268 | 235.3794 | 44.8268 | 0 | 86.4675 | 33.2435 | 0 | 202.1358 | 33.2435 | 0 | 0 | 0 | 33.2435
|  |  | 33.9264 | 85.1796 | 51.2531 | 262.3245 | 51.2531 | 0 | 132.5953 | 33.9264 | 0 | 228.3981 | 33.9264 | 0 | 0 | 0 | 33.9264
|  |  | 35.3688 | 85.2464 | 49.8777 | 271.6923 | 49.8777 | 0 | 177.4852 | 35.3688 | 0 | 236.3236 | 35.3688 | 0 | 0 | 0 | 35.3688
|  |  | 34.1685 | 78.3938 | 44.2253 | 260.3603 | 44.2253 | 0 | 217.2879 | 34.1685 | 0 | 226.1917 | 34.1685 | 0 | 0 | 0 | 34.1685
|  |  | 35.1159 | 62.4677 | 27.3518 | 231.0984 | 27.3518 | 0 | 241.9046 | 35.1159 | 0 | 66.7573 | 35.1159 | 129.2252 | 0 | 116.3027 | 35.1159
|  |  | 40.4938 | 43.245 | 2.7512 | 185.0399 | 2.7512 | 0 | 244.3806 | 40.4938 | 0 | 0 | 40.4938 | 144.546 | 0 | 246.3941 | 40.4938
|  |  | 46.2897 | 22.7927 | -23.497 | 125.4333 | 0 | 23.497 | 218.2728 | 22.7927 | 0 | 0 | 46.2897 | 79.1436 | 0 | 317.6233 | 22.7927
|  |  | 46.7678 | 6.1894 | -40.5784 | 58.8511 | 0 | 40.5784 | 173.1858 | 6.1894 | 0 | 0 | 46.7678 | 12.0834 | 0 | 328.4984 | 6.1894
|  |  | 41.1187 | 0.093173 | -41.0255 | 0.73029 | 0 | 41.0255 | 127.6019 | 0.093173 | 0 | 0 | 0.73029 | 0 | 40.3884 | 283.6224 | 0.093173
|  |  | 30.6708 | 0 | -30.6708 | 0 | 0 | 30.6708 | 93.5232 | 0 | 0 | 0 | 0 | 0 | 30.6708 | 249.5438 | 0
|  |  | 23.3615 | 0 | -23.3615 | 0 | 0 | 23.3615 | 67.566 | 0 | 0 | 0 | 0 | 0 | 23.3615 | 223.5865 | 0
|  |  | 23.6941 | 0 | -23.6941 | 0 | 0 | 23.6941 | 41.2392 | 0 | 0 | 0 | 0 | 0 | 23.6941 | 197.2597 | 0
|  |  | 24.2768 | 0 | -24.2768 | 0 | 0 | 24.2768 | 14.2649 | 0 | 0 | 0 | 0 | 0 | 24.2768 | 170.2854 | 0
|  |  | 24.5562 | 0 | -24.5562 | 0 | 0 | 12.8384 | 0 | 0 | -11.7177 | 0 | 0 | 0 | 24.5562 | 143.0008 | 0
|  |  | 24.0861 | 0 | -24.0861 | 0 | 0 | 0 | 0 | 0 | -24.0861 | 0 | 0 | 0 | 24.0861 | 116.2385 | 0
|  |  | 22.6294 | 0 | -22.6294 | 0 | 0 | 0 | 0 | 0 | -22.6294 | 0 | 0 | 0 | 22.6294 | 91.0947 | 0
|  |  | 20.8758 | 0 | -20.8758 | 0 | 0 | 0 | 0 | 0 | -20.8758 | 0 | 0 | 0 | 20.8758 | 67.8994 | 0
|  |  | 18.9345 | 0 | -18.9345 | 0 | 0 | 0 | 0 | 0 | -18.9345 | 0 | 0 | 0 | 18.9345 | 46.8611 | 0
|  |  | 15.4144 | 0 | -15.4144 | 0 | 0 | 0 | 0 | 0 | -15.4144 | 0 | 0 | 0 | 15.4144 | 29.7339 | 0
|  |  | 11.7376 | 0.48341 | -11.2542 | 0 | 0 | 0 | 0 | 0.48341 | -11.2542 | 0 | 0 | 0 | 11.7376 | 16.6921 | 0.48341
|  |  | 16.1057 | 5.7696 | -10.3362 | 1.0828 | 0 | 0 | 0 | 5.7696 | -10.3362 | 0 | 1.0828 | 0 | 15.0229 | 0 | 5.7696
|  |  | 19.9504 | 19.7279 | -0.22245 | 60.6391 | 0 | 0 | 0 | 19.7279 | -0.22245 | 40.6887 | 19.9504 | 0 | 0 | 0 | 19.7279
|  |  | 26.3005 | 38.1454 | 11.8449 | 127.5486 | 11.8449 | 0 | 10.6604 | 26.3005 | 0 | 101.2481 | 26.3005 | 0 | 0 | 0 | 26.3005
|  |  | 31.0713 | 52.2792 | 21.2079 | 186.0472 | 21.2079 | 0 | 29.7475 | 31.0713 | 0 | 154.9759 | 31.0713 | 0 | 0 | 0 | 31.0713
|  |  | 33.2435 | 64.0673 | 30.8237 | 230.5696 | 30.8237 | 0 | 57.4889 | 33.2435 | 0 | 197.326 | 33.2435 | 0 | 0 | 0 | 33.2435
|  |  | 33.9264 | 73.5248 | 39.5984 | 257.3384 | 39.5984 | 0 | 93.1274 | 33.9264 | 0 | 223.412 | 33.9264 | 0 | 0 | 0 | 33.9264
|  |  | 35.3688 | 71.6507 | 36.2819 | 265.6234 | 36.2819 | 0 | 125.7811 | 35.3688 | 0 | 230.2546 | 35.3688 | 0 | 0 | 0 | 35.3688
|  |  | 34.1685 | 63.9076 | 29.7391 | 255.4245 | 29.7391 | 0 | 152.5463 | 34.1685 | 0 | 221.256 | 34.1685 | 0 | 0 | 0 | 34.1685
|  |  | 35.1159 | 52.9495 | 17.8336 | 227.1699 | 17.8336 | 0 | 168.5965 | 35.1159 | 0 | 57.6146 | 35.1159 | 134.4395 | 0 | 120.9955 | 35.1159
|  |  | 40.4938 | 36.0361 | -4.4577 | 182.3957 | 0 | 4.4577 | 163.6435 | 36.0361 | 0 | 0 | 40.4938 | 141.9019 | 0 | 248.7072 | 36.0361
|  |  | 46.2897 | 18.9013 | -27.3884 | 123.3431 | 0 | 27.3884 | 133.212 | 18.9013 | 0 | 0 | 46.2897 | 77.0535 | 0 | 318.0554 | 18.9013
|  |  | 46.7678 | 5.9102 | -40.8576 | 58.2468 | 0 | 40.8576 | 87.8146 | 5.9102 | 0 | 0 | 46.7678 | 11.479 | 0 | 328.3864 | 5.9102
|  |  | 41.1187 | 0.38556 | -40.7331 | 0.80584 | 0 | 40.7331 | 42.5556 | 0.38556 | 0 | 0 | 0.80584 | 0 | 40.3128 | 283.5944 | 0.38556
|  |  | 30.6708 | 0 | -30.6708 | 0 | 0 | 30.6708 | 8.477 | 0 | 0 | 0 | 0 | 0 | 30.6708 | 249.5158 | 0
|  |  | 23.3615 | 0 | -23.3615 | 0 | 0 | 7.6293 | 0 | 0 | -15.7322 | 0 | 0 | 0 | 23.3615 | 223.5585 | 0
|  |  | 23.6941 | 0 | -23.6941 | 0 | 0 | 0 | 0 | 0 | -23.6941 | 0 | 0 | 0 | 23.6941 | 197.2317 | 0
|  |  | 24.2768 | 0 | -24.2768 | 0 | 0 | 0 | 0 | 0 | -24.2768 | 0 | 0 | 0 | 24.2768 | 170.2574 | 0
|  |  | 24.5562 | 0 | -24.5562 | 0 | 0 | 0 | 0 | 0 | -24.5562 | 0 | 0 | 0 | 24.5562 | 142.9728 | 0
|  |  | 24.0861 | 0 | -24.0861 | 0 | 0 | 0 | 0 | 0 | -24.0861 | 0 | 0 | 0 | 24.0861 | 116.2105 | 0
|  |  | 22.6294 | 0 | -22.6294 | 0 | 0 | 0 | 0 | 0 | -22.6294 | 0 | 0 | 0 | 22.6294 | 91.0667 | 0
|  |  | 20.8758 | 0 | -20.8758 | 0 | 0 | 0 | 0 | 0 | -20.8758 | 0 | 0 | 0 | 20.8758 | 67.8714 | 0
|  |  | 18.9345 | 0 | -18.9345 | 0 | 0 | 0 | 0 | 0 | -18.9345 | 0 | 0 | 0 | 18.9345 | 46.8331 | 0
|  |  | 15.4144 | 0 | -15.4144 | 0 | 0 | 0 | 0 | 0 | -15.4144 | 0 | 0 | 0 | 15.4144 | 29.706 | 0
|  |  | 11.7376 | 0.41707 | -11.3206 | 0 | 0 | 0 | 0 | 0.41707 | -11.3206 | 0 | 0 | 0 | 11.7376 | 16.6641 | 0.41707
|  |  | 16.1057 | 5.344 | -10.7618 | 1.108 | 0 | 0 | 0 | 5.344 | -10.7618 | 0 | 1.108 | 0 | 14.9977 | 0 | 5.344
|  |  | 19.9504 | 20.3711 | 0.42073 | 63.5351 | 0.42073 | 0 | 0.37865 | 19.9504 | 0 | 43.5847 | 19.9504 | 0 | 0 | 0 | 19.9504
|  |  | 26.3005 | 39.5836 | 13.2831 | 133.8945 | 13.2831 | 0 | 12.3334 | 26.3005 | 0 | 107.594 | 26.3005 | 0 | 0 | 0 | 26.3005
|  |  | 31.0713 | 53.3412 | 22.2699 | 195.969 | 22.2699 | 0 | 32.3763 | 31.0713 | 0 | 164.8977 | 31.0713 | 0 | 0 | 0 | 31.0713
|  |  | 33.2435 | 62.1201 | 28.8765 | 243.6896 | 28.8765 | 0 | 58.3652 | 33.2435 | 0 | 210.446 | 33.2435 | 0 | 0 | 0 | 33.2435
|  |  | 33.9264 | 66.7747 | 32.8483 | 273.6062 | 32.8483 | 0 | 87.9287 | 33.9264 | 0 | 239.6798 | 33.9264 | 0 | 0 | 0 | 33.9264
|  |  | 35.3688 | 65.9351 | 30.5663 | 285.3663 | 30.5663 | 0 | 115.4384 | 35.3688 | 0 | 249.9976 | 35.3688 | 0 | 0 | 0 | 35.3688
|  |  | 34.1685 | 58.5366 | 24.368 | 278.8189 | 24.368 | 0 | 137.3696 | 34.1685 | 0 | 244.6504 | 34.1685 | 0 | 0 | 0 | 34.1685
|  |  | 35.1159 | 49.5877 | 14.4718 | 253.1329 | 14.4718 | 0 | 150.3943 | 35.1159 | 0 | 120.1435 | 35.1159 | 97.8735 | 0 | 88.0861 | 35.1159
|  |  | 40.4938 | 36.1913 | -4.3025 | 209.9704 | 0 | 4.3025 | 145.6137 | 36.1913 | 0 | 0 | 40.4938 | 169.4766 | 0 | 240.615 | 36.1913
|  |  | 46.2897 | 17.6243 | -28.6654 | 144.4208 | 0 | 28.6654 | 113.7633 | 17.6243 | 0 | 0 | 46.2897 | 98.1311 | 0 | 328.933 | 17.6243
|  |  | 46.7678 | 4.933 | -41.8348 | 67.9923 | 0 | 41.8348 | 67.2802 | 4.933 | 0 | 0 | 46.7678 | 21.2246 | 0 | 348.0351 | 4.933
|  |  | 41.1187 | 0.37017 | -40.7485 | 1.9642 | 0 | 40.7485 | 22.0041 | 0.37017 | 0 | 0 | 1.9642 | 0 | 39.1545 | 304.5302 | 0.37017
|  |  | 30.6708 | 0 | -30.6708 | 0 | 0 | 19.8037 | 0 | 0 | -10.8671 | 0 | 0 | 0 | 30.6708 | 270.4516 | 0
|  |  | 23.3615 | 0 | -23.3615 | 0 | 0 | 0 | 0 | 0 | -23.3615 | 0 | 0 | 0 | 23.3615 | 244.4943 | 0
|  |  | 23.6941 | 0 | -23.6941 | 0 | 0 | 0 | 0 | 0 | -23.6941 | 0 | 0 | 0 | 23.6941 | 218.1675 | 0
|  |  | 24.2768 | 0 | -24.2768 | 0 | 0 | 0 | 0 | 0 | -24.2768 | 0 | 0 | 0 | 24.2768 | 191.1932 | 0
|  |  | 24.5562 | 0 | -24.5562 | 0 | 0 | 0 | 0 | 0 | -24.5562 | 0 | 0 | 0 | 24.5562 | 163.9086 | 0
|  |  | 30.2465 | 0 | -30.2465 | 0 | 0 | 0 | 0 | 0 | -30.2465 | 0 | 0 | 0 | 30.2465 | 130.3014 | 0
|  |  | 28.1491 | 0 | -28.1491 | 0 | 0 | 0 | 0 | 0 | -28.1491 | 0 | 0 | 0 | 28.1491 | 99.0246 | 0
|  |  | 25.2107 | 0 | -25.2107 | 0 | 0 | 0 | 0 | 0 | -25.2107 | 0 | 0 | 0 | 25.2107 | 71.0127 | 0
|  |  | 21.4417 | 0 | -21.4417 | 0 | 0 | 0 | 0 | 0 | -21.4417 | 0 | 0 | 0 | 21.4417 | 47.1887 | 0
|  |  | 17.5188 | 0 | -17.5188 | 0 | 0 | 0 | 0 | 0 | -17.5188 | 0 | 0 | 0 | 17.5188 | 27.7233 | 0
|  |  | 14.3414 | 0.37929 | -13.9621 | 0 | 0 | 0 | 0 | 0.37929 | -13.9621 | 0 | 0 | 0 | 14.3414 | 11.7884 | 0.37929
|  |  | 11.6673 | 5.586 | -6.0813 | 1.0577 | 0 | 0 | 0 | 5.586 | -6.0813 | 0 | 1.0577 | 0 | 10.6096 | 2.5303e-15 | 5.586
|  |  | 9.167 | 20.5559 | 11.389 | 47.3932 | 11.389 | 0 | 10.2501 | 9.167 | 0 | 38.2262 | 9.167 | 0 | 2.2773e-15 | 0 | 9.167
|  |  | 7.1962 | 41.3076 | 34.1114 | 104.6326 | 34.1114 | 0 | 40.9504 | 7.1962 | 0 | 97.4364 | 7.1962 | 0 | 0 | 0 | 7.1962
|  |  | 6.03 | 58.2804 | 52.2504 | 154.9973 | 52.2504 | 0 | 87.9757 | 6.03 | 0 | 148.9673 | 6.03 | 0 | 0 | 0 | 6.03
|  |  | 6.0645 | 66.899 | 60.8345 | 189.8497 | 60.8345 | 0 | 142.7268 | 6.0645 | 0 | 183.7852 | 6.0645 | 0 | 0 | 0 | 6.0645
|  |  | 6.9622 | 72.3583 | 65.3961 | 215.0824 | 65.3961 | 0 | 201.5832 | 6.9622 | 0 | 208.1202 | 6.9622 | 0 | 0 | 0 | 6.9622
|  |  | 9.2104 | 74.5996 | 65.3891 | 223.594 | 65.3891 | 0 | 260.4334 | 9.2104 | 0 | 214.3836 | 9.2104 | 0 | 0 | 0 | 9.2104
|  |  | 12.2202 | 64.1955 | 51.9752 | 215.5861 | 51.9752 | 0 | 307.2112 | 12.2202 | 0 | 198.9262 | 12.2202 | 4.4397 | 0 | 3.9957 | 12.2202
|  |  | 15.3949 | 47.2395 | 31.8446 | 192.4435 | 31.8446 | 0 | 335.8713 | 15.3949 | 0 | 0 | 15.3949 | 177.0486 | 0 | 163.3394 | 15.3949
|  |  | 18.6761 | 31.1943 | 12.5182 | 154.6196 | 12.5182 | 0 | 347.1376 | 18.6761 | 0 | 0 | 18.6761 | 135.9435 | 0 | 285.6886 | 18.6761
|  |  | 22.1391 | 15.8138 | -6.3254 | 105.9421 | 0 | 6.3254 | 340.1095 | 15.8138 | 0 | 0 | 22.1391 | 83.803 | 0 | 361.1113 | 15.8138
|  |  | 26.0591 | 4.7945 | -21.2647 | 49.1559 | 0 | 21.2647 | 316.4821 | 4.7945 | 0 | 0 | 26.0591 | 23.0968 | 0 | 381.8984 | 4.7945
|  |  | 29.8278 | 0.31256 | -29.5153 | 1.0073 | 0 | 29.5153 | 283.6873 | 0.31256 | 0 | 0 | 1.0073 | 0 | 28.8205 | 349.8756 | 0.31256
|  |  | 32.3465 | 0 | -32.3465 | 0 | 0 | 32.3465 | 247.7468 | 0 | 0 | 0 | 0 | 0 | 32.3465 | 313.9351 | 0
|  |  | 33.6507 | 0 | -33.6507 | 0 | 0 | 33.6507 | 210.3571 | 0 | 0 | 0 | 0 | 0 | 33.6507 | 276.5454 | 0
|  |  | 34.0882 | 0 | -34.0882 | 0 | 0 | 34.0882 | 172.4813 | 0 | 0 | 0 | 0 | 0 | 34.0882 | 238.6696 | 0
|  |  | 33.501 | 0 | -33.501 | 0 | 0 | 33.501 | 135.258 | 0 | 0 | 0 | 0 | 0 | 33.501 | 201.4463 | 0
|  |  | 32.1465 | 0 | -32.1465 | 0 | 0 | 32.1465 | 99.5397 | 0 | 0 | 0 | 0 | 0 | 32.1465 | 165.728 | 0
|  |  | 30.2465 | 0 | -30.2465 | 0 | 0 | 30.2465 | 65.9325 | 0 | 0 | 0 | 0 | 0 | 30.2465 | 132.1208 | 0
|  |  | 28.1491 | 0 | -28.1491 | 0 | 0 | 28.1491 | 34.6557 | 0 | 0 | 0 | 0 | 0 | 28.1491 | 100.844 | 0
|  |  | 25.2107 | 0 | -25.2107 | 0 | 0 | 25.2107 | 6.6438 | 0 | 0 | 0 | 0 | 0 | 25.2107 | 72.8321 | 0
|  |  | 21.4417 | 0 | -21.4417 | 0 | 0 | 5.9795 | 0 | 0 | -15.4622 | 0 | 0 | 0 | 21.4417 | 49.0081 | 0
|  |  | 17.5188 | 0 | -17.5188 | 0 | 0 | 0 | 0 | 0 | -17.5188 | 0 | 0 | 0 | 17.5188 | 29.5427 | 0
|  |  | 14.3414 | 0.26151 | -14.0799 | 0 | 0 | 0 | 0 | 0.26151 | -14.0799 | 0 | 0 | 0 | 14.3414 | 13.6078 | 0.26151
|  |  | 11.6673 | 4.2146 | -7.4526 | 1.8635 | 0 | 0 | 0 | 4.2146 | -7.4526 | 0 | 1.8635 | 0 | 9.8038 | 2.7147 | 4.2146
|  |  | 9.167 | 15.364 | 6.197 | 6.7237 | 6.197 | 0 | 5.5773 | 9.167 | 0 | 0 | 6.7237 | 0 | 2.4433 | -3.5495e-16 | 9.167
|  |  | 7.1962 | 30.4543 | 23.2581 | 38.6045 | 23.2581 | 0 | 26.5096 | 7.1962 | 0 | 31.4083 | 7.1962 | 0 | -3.1946e-16 | 0 | 7.1962
|  |  | 6.03 | 43.2617 | 37.2317 | 82.4218 | 37.2317 | 0 | 60.0181 | 6.03 | 0 | 76.3918 | 6.03 | 0 | 0 | 0 | 6.03
|  |  | 6.0645 | 53.1848 | 47.1203 | 245.0746 | 47.1203 | 0 | 102.4264 | 6.0645 | 0 | 239.0101 | 6.0645 | 0 | 0 | 0 | 6.0645
|  |  | 6.9622 | 60.9608 | 53.9986 | 306.0914 | 53.9986 | 0 | 151.0251 | 6.9622 | 0 | 166.5059 | 6.9622 | 132.6233 | 0 | 119.361 | 6.9622
|  |  | 9.2104 | 60.3466 | 51.1362 | 145.9065 | 51.1362 | 0 | 197.0477 | 9.2104 | 0 | 0 | 9.2104 | 136.6961 | 0 | 242.3875 | 9.2104
|  |  | 12.2202 | 54.1163 | 41.896 | 22.7397 | 41.896 | 0 | 234.7541 | 12.2202 | 0 | 0 | 12.2202 | 10.5194 | 0 | 251.8549 | 12.2202
|  |  | 15.3949 | 44.946 | 29.5511 | 59.7829 | 29.5511 | 0 | 261.3501 | 15.3949 | 0 | 0 | 15.3949 | 44.388 | 0 | 291.8041 | 15.3949
|  |  | 18.6761 | 31.2098 | 12.5337 | 103.3987 | 12.5337 | 0 | 272.6305 | 18.6761 | 0 | 0 | 18.6761 | 84.7226 | 0 | 368.0545 | 18.6761
|  |  | 22.1391 | 15.699 | -6.4402 | 38.9067 | 0 | 6.4402 | 265.4747 | 15.699 | 0 | 0 | 22.1391 | 16.7676 | 0 | 383.1453 | 15.699
|  |  | 26.0591 | 3.9187 | -22.1404 | 4.9609 | 0 | 22.1404 | 240.8743 | 3.9187 | 0 | 0 | 4.9609 | 0 | 21.0982 | 359.7029 | 3.9187
|  |  | 29.8278 | 0.24742 | -29.5804 | 0.50365 | 0 | 29.5804 | 208.0071 | 0.24742 | 0 | 0 | 0.50365 | 0 | 29.3242 | 327.1204 | 0.24742
|  |  | 32.3465 | 0 | -32.3465 | 0 | 0 | 32.3465 | 172.0666 | 0 | 0 | 0 | 0 | 0 | 32.3465 | 291.1799 | 0
|  |  | 33.6507 | 0 | -33.6507 | 0 | 0 | 33.6507 | 134.6769 | 0 | 0 | 0 | 0 | 0 | 33.6507 | 253.7902 | 0
|  |  | 34.0882 | 0 | -34.0882 | 0 | 0 | 34.0882 | 96.8012 | 0 | 0 | 0 | 0 | 0 | 34.0882 | 215.9144 | 0
|  |  | 33.501 | 0 | -33.501 | 0 | 0 | 33.501 | 59.5779 | 0 | 0 | 0 | 0 | 0 | 33.501 | 178.6912 | 0
|  |  | 32.1465 | 0 | -32.1465 | 0 | 0 | 32.1465 | 23.8595 | 0 | 0 | 0 | 0 | 0 | 32.1465 | 142.9728 | 0
|  |  | 24.0861 | 0 | -24.0861 | 0 | 0 | 21.4736 | 0 | 0 | -2.6125 | 0 | 0 | 0 | 24.0861 | 116.2105 | 0
|  |  | 22.6294 | 0 | -22.6294 | 0 | 0 | 0 | 0 | 0 | -22.6294 | 0 | 0 | 0 | 22.6294 | 91.0667 | 0
|  |  | 20.8758 | 0 | -20.8758 | 0 | 0 | 0 | 0 | 0 | -20.8758 | 0 | 0 | 0 | 20.8758 | 67.8714 | 0
|  |  | 18.9345 | 0 | -18.9345 | 0 | 0 | 0 | 0 | 0 | -18.9345 | 0 | 0 | 0 | 18.9345 | 46.8331 | 0
|  |  | 15.4144 | 0 | -15.4144 | 0 | 0 | 0 | 0 | 0 | -15.4144 | 0 | 0 | 0 | 15.4144 | 29.706 | 0
|  |  | 11.7376 | 0.31487 | -11.4228 | 0 | 0 | 0 | 0 | 0.31487 | -11.4228 | 0 | 0 | 0 | 11.7376 | 16.6641 | 0.31487
|  |  | 16.1057 | 4.9659 | -11.1398 | 1.108 | 0 | 0 | 0 | 4.9659 | -11.1398 | 0 | 1.108 | 0 | 14.9977 | 0 | 4.9659
|  |  | 19.9504 | 18.2098 | -1.7405 | 38.6801 | 0 | 0 | 0 | 18.2098 | -1.7405 | 18.7297 | 19.9504 | 0 | 0 | 0 | 18.2098
|  |  | 26.3005 | 36.8677 | 10.5672 | 81.2131 | 10.5672 | 0 | 9.5105 | 26.3005 | 0 | 54.9125 | 26.3005 | 0 | 0 | 0 | 26.3005
|  |  | 31.0713 | 53.5155 | 22.4442 | 118.7599 | 22.4442 | 0 | 29.7102 | 31.0713 | 0 | 87.6887 | 31.0713 | 0 | 0 | 0 | 31.0713
|  |  | 33.2435 | 67.2817 | 34.0381 | 150.8171 | 34.0381 | 0 | 60.3446 | 33.2435 | 0 | 117.5735 | 33.2435 | 0 | 0 | 0 | 33.2435
|  |  | 33.9264 | 75.1873 | 41.2608 | 171.2903 | 41.2608 | 0 | 97.4793 | 33.9264 | 0 | 137.3639 | 33.9264 | 0 | 0 | 0 | 33.9264
|  |  | 35.3688 | 74.2748 | 38.906 | 177.5355 | 38.906 | 0 | 132.4947 | 35.3688 | 0 | 110.2274 | 35.3688 | 31.9393 | 0 | 28.7454 | 35.3688
|  |  | 34.1685 | 68.6104 | 34.4419 | 168.8224 | 34.4419 | 0 | 163.4924 | 34.1685 | 0 | 0 | 34.1685 | 134.6539 | 0 | 149.9339 | 34.1685
|  |  | 35.1159 | 57.3806 | 22.2647 | 146.0072 | 22.2647 | 0 | 183.5307 | 35.1159 | 0 | 0 | 35.1159 | 110.8913 | 0 | 249.7361 | 35.1159
|  |  | 40.4938 | 38.7 | -1.7939 | 114.0005 | 0 | 1.7939 | 181.5375 | 38.7 | 0 | 0 | 40.4938 | 73.5066 | 0 | 315.8921 | 38.7
|  |  | 46.2897 | 17.8148 | -28.4749 | 76.1262 | 0 | 28.4749 | 149.8987 | 17.8148 | 0 | 0 | 46.2897 | 29.8366 | 0 | 342.745 | 17.8148
|  |  | 46.7678 | 4.2628 | -42.505 | 33.9206 | 0 | 42.505 | 102.671 | 4.2628 | 0 | 0 | 33.9206 | 0 | 12.8472 | 328.4704 | 4.2628
|  |  | 41.1187 | 0.21524 | -40.9034 | 0.52883 | 0 | 40.9034 | 57.2227 | 0.21524 | 0 | 0 | 0.52883 | 0 | 40.5899 | 283.3705 | 0.21524
|  |  | 30.6708 | 0 | -30.6708 | 0 | 0 | 30.6708 | 23.1441 | 0 | 0 | 0 | 0 | 0 | 30.6708 | 249.2919 | 0
|  |  | 23.3615 | 0 | -23.3615 | 0 | 0 | 20.8297 | 0 | 0 | -2.5318 | 0 | 0 | 0 | 23.3615 | 223.3347 | 0
|  |  | 23.6941 | 0 | -23.6941 | 0 | 0 | 0 | 0 | 0 | -23.6941 | 0 | 0 | 0 | 23.6941 | 197.0079 | 0
|  |  | 24.2768 | 0 | -24.2768 | 0 | 0 | 0 | 0 | 0 | -24.2768 | 0 | 0 | 0 | 24.2768 | 170.0336 | 0
|  |  | 24.5562 | 0 | -24.5562 | 0 | 0 | 0 | 0 | 0 | -24.5562 | 0 | 0 | 0 | 24.5562 | 142.749 | 0
|  |  | 24.0861 | 0 | -24.0861 | 0 | 0 | 0 | 0 | 0 | -24.0861 | 0 | 0 | 0 | 24.0861 | 115.9867 | 0
|  |  | 22.6294 | 0 | -22.6294 | 0 | 0 | 0 | 0 | 0 | -22.6294 | 0 | 0 | 0 | 22.6294 | 90.8429 | 0
|  |  | 20.8758 | 0 | -20.8758 | 0 | 0 | 0 | 0 | 0 | -20.8758 | 0 | 0 | 0 | 20.8758 | 67.6476 | 0
|  |  | 18.9345 | 0 | -18.9345 | 0 | 0 | 0 | 0 | 0 | -18.9345 | 0 | 0 | 0 | 18.9345 | 46.6092 | 0
|  |  | 15.4144 | 0 | -15.4144 | 0 | 0 | 0 | 0 | 0 | -15.4144 | 0 | 0 | 0 | 15.4144 | 29.4821 | 0
|  |  | 11.7376 | 0.24898 | -11.4887 | 0 | 0 | 0 | 0 | 0.24898 | -11.4887 | 0 | 0 | 0 | 11.7376 | 16.4403 | 0.24898
|  |  | 16.1057 | 4.1867 | -11.919 | 1.3095 | 0 | 0 | 0 | 4.1867 | -11.919 | 0 | 1.3095 | 0 | 14.7963 | -2.6186e-15 | 4.1867
|  |  | 19.9504 | 15.534 | -4.4164 | 47.9472 | 0 | 0 | 0 | 15.534 | -4.4164 | 27.9968 | 19.9504 | 0 | -2.3567e-15 | 0 | 15.534
|  |  | 26.3005 | 32.0637 | 5.7631 | 107.6042 | 5.7631 | 0 | 5.1868 | 26.3005 | 0 | 81.3036 | 26.3005 | 0 | 0 | 0 | 26.3005
|  |  | 31.0713 | 48.5225 | 17.4512 | 164.1385 | 17.4512 | 0 | 20.8929 | 31.0713 | 0 | 133.0672 | 31.0713 | 0 | 0 | 0 | 31.0713
|  |  | 33.2435 | 57.3449 | 24.1014 | 200.6277 | 24.1014 | 0 | 42.5842 | 33.2435 | 0 | 167.3842 | 33.2435 | 0 | 0 | 0 | 33.2435
|  |  | 33.9264 | 58.2884 | 24.362 | 218.0288 | 24.362 | 0 | 64.51 | 33.9264 | 0 | 184.1023 | 33.9264 | 0 | 0 | 0 | 33.9264
|  |  | 35.3688 | 57.1778 | 21.809 | 221.4535 | 21.809 | 0 | 84.1381 | 35.3688 | 0 | 186.0848 | 35.3688 | 0 | 0 | 0 | 35.3688
|  |  | 34.1685 | 52.5196 | 18.3511 | 208.812 | 18.3511 | 0 | 100.6541 | 34.1685 | 0 | 108.9332 | 34.1685 | 65.7103 | 0 | 59.1392 | 34.1685
|  |  | 35.1159 | 42.8451 | 7.7292 | 187.5077 | 7.7292 | 0 | 107.6103 | 35.1159 | 0 | 0 | 35.1159 | 152.3918 | 0 | 196.2919 | 35.1159
|  |  | 40.4938 | 29.2983 | -11.1956 | 146.6872 | 0 | 11.1956 | 95.1708 | 29.2983 | 0 | 0 | 40.4938 | 106.1933 | 0 | 291.8659 | 29.2983
|  |  | 46.2897 | 14.1113 | -32.1784 | 94.459 | 0 | 32.1784 | 59.417 | 14.1113 | 0 | 0 | 46.2897 | 48.1693 | 0 | 335.2183 | 14.1113
|  |  | 46.7678 | 3.4793 | -43.2885 | 40.5436 | 0 | 43.2885 | 11.3188 | 3.4793 | 0 | 0 | 40.5436 | 0 | 6.2242 | 328.3025 | 3.4793
|  |  | 41.1187 | 0.16176 | -40.9569 | 0.60438 | 0 | 10.1869 | 0 | 0.16176 | -30.77 | 0 | 0.60438 | 0 | 40.5143 | 283.2866 | 0.16176
|  |  | 30.6708 | 0 | -30.6708 | 0 | 0 | 0 | 0 | 0 | -30.6708 | 0 | 0 | 0 | 30.6708 | 249.208 | 0
|  |  | 23.3615 | 0 | -23.3615 | 0 | 0 | 0 | 0 | 0 | -23.3615 | 0 | 0 | 0 | 23.3615 | 223.2507 | 0
|  |  | 23.6941 | 0 | -23.6941 | 0 | 0 | 0 | 0 | 0 | -23.6941 | 0 | 0 | 0 | 23.6941 | 196.9239 | 0
|  |  | 24.2768 | 0 | -24.2768 | 0 | 0 | 0 | 0 | 0 | -24.2768 | 0 | 0 | 0 | 24.2768 | 169.9497 | 0
|  |  | 24.5562 | 0 | -24.5562 | 0 | 0 | 0 | 0 | 0 | -24.5562 | 0 | 0 | 0 | 24.5562 | 142.665 | 0
|  |  | 24.0861 | 0 | -24.0861 | 0 | 0 | 0 | 0 | 0 | -24.0861 | 0 | 0 | 0 | 24.0861 | 115.9027 | 0
|  |  | 22.6294 | 0 | -22.6294 | 0 | 0 | 0 | 0 | 0 | -22.6294 | 0 | 0 | 0 | 22.6294 | 90.759 | 0
|  |  | 20.8758 | 0 | -20.8758 | 0 | 0 | 0 | 0 | 0 | -20.8758 | 0 | 0 | 0 | 20.8758 | 67.5637 | 0
|  |  | 18.9345 | 0 | -18.9345 | 0 | 0 | 0 | 0 | 0 | -18.9345 | 0 | 0 | 0 | 18.9345 | 46.5253 | 0
|  |  | 15.4144 | 0 | -15.4144 | 0 | 0 | 0 | 0 | 0 | -15.4144 | 0 | 0 | 0 | 15.4144 | 29.3982 | 0
|  |  | 11.7376 | 0.17535 | -11.5623 | 0 | 0 | 0 | 0 | 0.17535 | -11.5623 | 0 | 0 | 0 | 11.7376 | 16.3564 | 0.17535
|  |  | 16.1057 | 3.6976 | -12.4082 | 1.385 | 0 | 0 | 0 | 3.6976 | -12.4082 | 0 | 1.385 | 0 | 14.7207 | 2.7867e-15 | 3.6976
|  |  | 19.9504 | 14.1556 | -5.7947 | 60.3117 | 0 | 0 | 0 | 14.1556 | -5.7947 | 40.3613 | 19.9504 | 0 | 2.508e-15 | 0 | 14.1556
|  |  | 26.3005 | 30.0983 | 3.7978 | 130.369 | 3.7978 | 0 | 3.418 | 26.3005 | 0 | 104.0685 | 26.3005 | 0 | 0 | 0 | 26.3005
|  |  | 31.0713 | 46.7203 | 15.649 | 192.6449 | 15.649 | 0 | 17.5021 | 31.0713 | 0 | 161.5737 | 31.0713 | 0 | 0 | 0 | 31.0713
|  |  | 33.2435 | 59.8576 | 26.6141 | 240.0633 | 26.6141 | 0 | 41.4548 | 33.2435 | 0 | 206.8198 | 33.2435 | 0 | 0 | 0 | 33.2435
|  |  | 33.9264 | 68.0255 | 34.099 | 268.3431 | 34.099 | 0 | 72.1439 | 33.9264 | 0 | 234.4166 | 33.9264 | 0 | 0 | 0 | 33.9264
|  |  | 35.3688 | 70.597 | 35.2282 | 277.0562 | 35.2282 | 0 | 103.8493 | 35.3688 | 0 | 241.6874 | 35.3688 | 0 | 0 | 0 | 35.3688
|  |  | 34.1685 | 62.6982 | 28.5296 | 266.8825 | 28.5296 | 0 | 129.526 | 34.1685 | 0 | 232.714 | 34.1685 | 0 | 0 | 0 | 34.1685
|  |  | 35.1159 | 48.8012 | 13.6853 | 237.0666 | 13.6853 | 0 | 141.8427 | 35.1159 | 0 | 74.2672 | 35.1159 | 127.6835 | 0 | 114.9151 | 35.1159
|  |  | 40.4938 | 32.613 | -7.8809 | 189.2201 | 0 | 7.8809 | 133.0862 | 32.613 | 0 | 0 | 40.4938 | 148.7263 | 0 | 248.7688 | 32.613
|  |  | 46.2897 | 14.7944 | -31.4953 | 125.6599 | 0 | 31.4953 | 98.0915 | 14.7944 | 0 | 0 | 46.2897 | 79.3702 | 0 | 320.202 | 14.7944
|  |  | 46.7678 | 3.5877 | -43.1801 | 55.4263 | 0 | 43.1801 | 50.1136 | 3.5877 | 0 | 0 | 46.7678 | 8.6586 | 0 | 327.9947 | 3.5877
|  |  | 41.1187 | 0.12949 | -40.9892 | 0.83102 | 0 | 40.9892 | 4.5701 | 0.12949 | 0 | 0 | 0.83102 | 0 | 40.2877 | 283.2306 | 0.12949
|  |  | 30.6708 | 0 | -30.6708 | 0 | 0 | 4.1131 | 0 | 0 | -26.5577 | 0 | 0 | 0 | 30.6708 | 249.152 | 0
|  |  | 23.3615 | 0 | -23.3615 | 0 | 0 | 0 | 0 | 0 | -23.3615 | 0 | 0 | 0 | 23.3615 | 223.1948 | 0
|  |  | 23.6941 | 0 | -23.6941 | 0 | 0 | 0 | 0 | 0 | -23.6941 | 0 | 0 | 0 | 23.6941 | 196.868 | 0
|  |  | 24.2768 | 0 | -24.2768 | 0 | 0 | 0 | 0 | 0 | -24.2768 | 0 | 0 | 0 | 24.2768 | 169.8937 | 0
|  |  | 24.5562 | 0 | -24.5562 | 0 | 0 | 0 | 0 | 0 | -24.5562 | 0 | 0 | 0 | 24.5562 | 142.6091 | 0
|  |  | 24.0861 | 0 | -24.0861 | 0 | 0 | 0 | 0 | 0 | -24.0861 | 0 | 0 | 0 | 24.0861 | 115.8468 | 0
|  |  | 22.6294 | 0 | -22.6294 | 0 | 0 | 0 | 0 | 0 | -22.6294 | 0 | 0 | 0 | 22.6294 | 90.703 | 0
|  |  | 20.8758 | 0 | -20.8758 | 0 | 0 | 0 | 0 | 0 | -20.8758 | 0 | 0 | 0 | 20.8758 | 67.5077 | 0
|  |  | 18.9345 | 0 | -18.9345 | 0 | 0 | 0 | 0 | 0 | -18.9345 | 0 | 0 | 0 | 18.9345 | 46.4693 | 0
|  |  | 15.4144 | 0 | -15.4144 | 0 | 0 | 0 | 0 | 0 | -15.4144 | 0 | 0 | 0 | 15.4144 | 29.3422 | 0
|  |  | 11.7376 | 0.21748 | -11.5202 | 0 | 0 | 0 | 0 | 0.21748 | -11.5202 | 0 | 0 | 0 | 11.7376 | 16.3004 | 0.21748
|  |  | 16.1057 | 4.5166 | -11.5892 | 1.4354 | 0 | 0 | 0 | 4.5166 | -11.5892 | 0 | 1.4354 | 0 | 14.6704 | 0 | 4.5166
|  |  | 19.9504 | 16.9889 | -2.9614 | 58.3727 | 0 | 0 | 0 | 16.9889 | -2.9614 | 38.4223 | 19.9504 | 0 | 0 | 0 | 16.9889
|  |  | 26.3005 | 35.1859 | 8.8853 | 126.0125 | 8.8853 | 0 | 7.9968 | 26.3005 | 0 | 99.7119 | 26.3005 | 0 | 0 | 0 | 26.3005
|  |  | 31.0713 | 54.2399 | 23.1686 | 185.9213 | 23.1686 | 0 | 28.8486 | 31.0713 | 0 | 154.85 | 31.0713 | 0 | 0 | 0 | 31.0713
|  |  | 33.2435 | 65.7493 | 32.5057 | 230.0407 | 32.5057 | 0 | 58.1037 | 33.2435 | 0 | 196.7972 | 33.2435 | 0 | 0 | 0 | 33.2435
|  |  | 33.9264 | 71.4269 | 37.5004 | 257.3384 | 37.5004 | 0 | 91.8541 | 33.9264 | 0 | 223.412 | 33.9264 | 0 | 0 | 0 | 33.9264
|  |  | 35.3688 | 69.5363 | 34.1675 | 265.3464 | 34.1675 | 0 | 122.6049 | 35.3688 | 0 | 229.9776 | 35.3688 | 0 | 0 | 0 | 35.3688
|  |  | 34.1685 | 57.2634 | 23.0949 | 254.6691 | 23.0949 | 0 | 143.3903 | 34.1685 | 0 | 220.5005 | 34.1685 | 0 | 0 | 0 | 34.1685
|  |  | 35.1159 | 42.5258 | 7.4099 | 225.5583 | 7.4099 | 0 | 150.0592 | 35.1159 | 0 | 23.1823 | 35.1159 | 167.2601 | 0 | 150.534 | 35.1159
|  |  | 40.4938 | 26.3077 | -14.1862 | 178.3917 | 0 | 14.1862 | 134.2968 | 26.3077 | 0 | 0 | 40.4938 | 137.8979 | 0 | 274.6422 | 26.3077
|  |  | 46.2897 | 11.6824 | -34.6073 | 118.08 | 0 | 34.6073 | 95.8442 | 11.6824 | 0 | 0 | 46.2897 | 71.7903 | 0 | 339.2535 | 11.6824
|  |  | 46.7678 | 2.8383 | -43.9295 | 51.2713 | 0 | 43.9295 | 47.0337 | 2.8383 | 0 | 0 | 46.7678 | 4.5035 | 0 | 343.3066 | 2.8383
|  |  | 41.1187 | 0.086382 | -41.0323 | 0.67992 | 0 | 41.0323 | 1.4422 | 0.086382 | 0 | 0 | 0.67992 | 0 | 40.4388 | 298.3747 | 0.086382
|  |  | 30.6708 | 0 | -30.6708 | 0 | 0 | 1.298 | 0 | 0 | -29.3728 | 0 | 0 | 0 | 30.6708 | 264.296 | 0
|  |  | 23.3615 | 0 | -23.3615 | 0 | 0 | 0 | 0 | 0 | -23.3615 | 0 | 0 | 0 | 23.3615 | 238.3388 | 0
|  |  | 23.6941 | 0 | -23.6941 | 0 | 0 | 0 | 0 | 0 | -23.6941 | 0 | 0 | 0 | 23.6941 | 212.012 | 0
|  |  | 24.2768 | 0 | -24.2768 | 0 | 0 | 0 | 0 | 0 | -24.2768 | 0 | 0 | 0 | 24.2768 | 185.0377 | 0
|  |  | 24.5562 | 0 | -24.5562 | 0 | 0 | 0 | 0 | 0 | -24.5562 | 0 | 0 | 0 | 24.5562 | 157.7531 | 0
|  |  | 24.0861 | 0 | -24.0861 | 0 | 0 | 0 | 0 | 0 | -24.0861 | 0 | 0 | 0 | 24.0861 | 130.9908 | 0
|  |  | 22.6294 | 0 | -22.6294 | 0 | 0 | 0 | 0 | 0 | -22.6294 | 0 | 0 | 0 | 22.6294 | 105.847 | 0
|  |  | 20.8758 | 0 | -20.8758 | 0 | 0 | 0 | 0 | 0 | -20.8758 | 0 | 0 | 0 | 20.8758 | 82.6517 | 0
|  |  | 18.9345 | 0 | -18.9345 | 0 | 0 | 0 | 0 | 0 | -18.9345 | 0 | 0 | 0 | 18.9345 | 61.6134 | 0
|  |  | 15.4144 | 0 | -15.4144 | 0 | 0 | 0 | 0 | 0 | -15.4144 | 0 | 0 | 0 | 15.4144 | 44.4862 | 0
|  |  | 11.7376 | 0.1418 | -11.5958 | 0 | 0 | 0 | 0 | 0.1418 | -11.5958 | 0 | 0 | 0 | 11.7376 | 31.4444 | 0.1418
|  |  | 16.1057 | 3.2903 | -12.8155 | 0.60438 | 0 | 0 | 0 | 3.2903 | -12.8155 | 0 | 0.60438 | 0 | 15.5014 | 14.2207 | 3.2903
|  |  | 19.9504 | 13.5053 | -6.4451 | 7.1518 | 0 | 0 | 0 | 13.5053 | -6.4451 | 0 | 7.1518 | 0 | 12.7986 | 0 | 13.5053
|  |  | 26.3005 | 30.154 | 3.8535 | 141.0715 | 3.8535 | 0 | 3.4682 | 26.3005 | 0 | 114.771 | 26.3005 | 0 | 0 | 0 | 26.3005
|  |  | 31.0713 | 50.9257 | 19.8544 | 139.3339 | 19.8544 | 0 | 21.3371 | 31.0713 | 0 | 108.2626 | 31.0713 | 0 | 0 | 0 | 31.0713
|  |  | 33.2435 | 66.5517 | 33.3082 | 257.1369 | 33.3082 | 0 | 51.3145 | 33.2435 | 0 | 223.8934 | 33.2435 | 0 | 0 | 0 | 33.2435
|  |  | 33.9264 | 68.3109 | 34.3845 | 283.6288 | 34.3845 | 0 | 82.2605 | 33.9264 | 0 | 249.7023 | 33.9264 | 0 | 0 | 0 | 33.9264
|  |  | 35.3688 | 63.0935 | 27.7247 | 294.986 | 27.7247 | 0 | 107.2128 | 35.3688 | 0 | 259.6172 | 35.3688 | 0 | 0 | 0 | 35.3688
|  |  | 34.1685 | 56.2398 | 22.0712 | 234.2462 | 22.0712 | 0 | 127.0769 | 34.1685 | 0 | 200.0776 | 34.1685 | 0 | 0 | 0 | 34.1685
|  |  | 35.1159 | 44.9015 | 9.7856 | 252.4278 | 9.7856 | 0 | 135.8839 | 35.1159 | 0 | 95.7095 | 35.1159 | 121.6024 | 0 | 109.4422 | 35.1159
|  |  | 40.4938 | 28.6737 | -11.8201 | 200.804 | 0 | 11.8201 | 122.7505 | 28.6737 | 0 | 0 | 40.4938 | 160.3102 | 0 | 253.7213 | 28.6737
|  |  | 46.2897 | 12.4694 | -33.8203 | 134.0456 | 0 | 33.8203 | 85.1724 | 12.4694 | 0 | 0 | 46.2897 | 87.756 | 0 | 332.7017 | 12.4694
|  |  | 46.7678 | 2.7178 | -44.05 | 59.2037 | 0 | 44.05 | 36.2279 | 2.7178 | 0 | 0 | 46.7678 | 12.4359 | 0 | 343.894 | 2.7178
|  |  | 41.1187 | 0.05444 | -41.0642 | 5.1372 | 0 | 32.6051 | 0 | 0.05444 | -8.4591 | 0 | 5.1372 | 0 | 35.9815 | 303.9146 | 0.05444
|  |  | 30.6708 | 0 | -30.6708 | 0 | 0 | 0 | 0 | 0 | -30.6708 | 0 | 0 | 0 | 30.6708 | 269.836 | 0
|  |  | 23.3615 | 0 | -23.3615 | 0 | 0 | 0 | 0 | 0 | -23.3615 | 0 | 0 | 0 | 23.3615 | 243.8787 | 0
|  |  | 23.6941 | 0 | -23.6941 | 0 | 0 | 0 | 0 | 0 | -23.6941 | 0 | 0 | 0 | 23.6941 | 217.5519 | 0
|  |  | 24.2768 | 0 | -24.2768 | 0 | 0 | 0 | 0 | 0 | -24.2768 | 0 | 0 | 0 | 24.2768 | 190.5776 | 0
|  |  | 24.5562 | 0 | -24.5562 | 0 | 0 | 0 | 0 | 0 | -24.5562 | 0 | 0 | 0 | 24.5562 | 163.293 | 0
|  |  | 30.2465 | 0 | -30.2465 | 0 | 0 | 0 | 0 | 0 | -30.2465 | 0 | 0 | 0 | 30.2465 | 129.6859 | 0
|  |  | 28.1491 | 0 | -28.1491 | 0 | 0 | 0 | 0 | 0 | -28.1491 | 0 | 0 | 0 | 28.1491 | 98.4091 | 0
|  |  | 25.2107 | 0 | -25.2107 | 0 | 0 | 0 | 0 | 0 | -25.2107 | 0 | 0 | 0 | 25.2107 | 70.3972 | 0
|  |  | 21.4417 | 0 | -21.4417 | 0 | 0 | 0 | 0 | 0 | -21.4417 | 0 | 0 | 0 | 21.4417 | 46.5731 | 0
|  |  | 17.5188 | 0 | -17.5188 | 0 | 0 | 0 | 0 | 0 | -17.5188 | 0 | 0 | 0 | 17.5188 | 27.1077 | 0
|  |  | 14.3414 | 0.15245 | -14.1889 | 0 | 0 | 0 | 0 | 0.15245 | -14.1889 | 0 | 0 | 0 | 14.3414 | 11.1729 | 0.15245
|  |  | 11.6673 | 3.3753 | -8.2919 | 1.6117 | 0 | 0 | 0 | 3.3753 | -8.2919 | 0 | 1.6117 | 0 | 10.0556 | 1.4248e-15 | 3.3753
|  |  | 9.167 | 15.087 | 5.92 | 62.5781 | 5.92 | 0 | 5.328 | 9.167 | 0 | 53.4112 | 9.167 | 0 | 1.2823e-15 | 0 | 9.167
|  |  | 7.1962 | 32.7784 | 25.5822 | 134.6752 | 25.5822 | 0 | 28.352 | 7.1962 | 0 | 127.479 | 7.1962 | 0 | 0 | 0 | 7.1962
|  |  | 6.03 | 50.7145 | 44.6845 | 198.1599 | 44.6845 | 0 | 68.5681 | 6.03 | 0 | 192.1299 | 6.03 | 0 | 0 | 0 | 6.03
|  |  | 6.0645 | 64.5906 | 58.5261 | 245.1753 | 58.5261 | 0 | 121.2416 | 6.0645 | 0 | 239.1109 | 6.0645 | 0 | 0 | 0 | 6.0645
|  |  | 6.9622 | 71.0182 | 64.056 | 272.75 | 64.056 | 0 | 178.8919 | 6.9622 | 0 | 265.7878 | 6.9622 | 0 | 0 | 0 | 6.9622
|  |  | 9.2104 | 70.0223 | 60.8119 | 280.0025 | 60.8119 | 0 | 233.6226 | 9.2104 | 0 | 270.7921 | 9.2104 | 0 | 0 | 0 | 9.2104
|  |  | 12.2202 | 61.7057 | 49.4855 | 268.192 | 49.4855 | 0 | 278.1596 | 12.2202 | 0 | 255.9718 | 12.2202 | 0 | 0 | 0 | 12.2202
|  |  | 15.3949 | 48.4861 | 33.0912 | 235.7319 | 33.0912 | 0 | 307.9416 | 15.3949 | 0 | 86.0667 | 15.3949 | 134.2703 | 0 | 120.8433 | 15.3949
|  |  | 18.6761 | 31.7422 | 13.0662 | 184.914 | 13.0662 | 0 | 319.7012 | 18.6761 | 0 | 0 | 18.6761 | 166.2379 | 0 | 270.4574 | 18.6761
|  |  | 22.1391 | 14.2223 | -7.9168 | 119.8931 | 0 | 7.9168 | 310.9047 | 14.2223 | 0 | 0 | 22.1391 | 97.754 | 0 | 358.436 | 14.2223
|  |  | 26.0591 | 3.0982 | -22.9609 | 50.1381 | 0 | 22.9609 | 285.3926 | 3.0982 | 0 | 0 | 26.0591 | 24.0789 | 0 | 380.107 | 3.0982
|  |  | 29.8278 | 0.043325 | -29.7845 | 0.4281 | 0 | 29.7845 | 252.2987 | 0.043325 | 0 | 0 | 0.4281 | 0 | 29.3997 | 347.4406 | 0.043325
|  |  | 32.3465 | 0 | -32.3465 | 0 | 0 | 32.3465 | 216.3582 | 0 | 0 | 0 | 0 | 0 | 32.3465 | 311.5001 | 0
|  |  | 33.6507 | 0 | -33.6507 | 0 | 0 | 33.6507 | 178.9685 | 0 | 0 | 0 | 0 | 0 | 33.6507 | 274.1104 | 0
|  |  | 34.0882 | 0 | -34.0882 | 0 | 0 | 34.0882 | 141.0927 | 0 | 0 | 0 | 0 | 0 | 34.0882 | 236.2347 | 0
|  |  | 33.501 | 0 | -33.501 | 0 | 0 | 33.501 | 103.8694 | 0 | 0 | 0 | 0 | 0 | 33.501 | 199.0114 | 0
|  |  | 32.1465 | 0 | -32.1465 | 0 | 0 | 32.1465 | 68.1511 | 0 | 0 | 0 | 0 | 0 | 32.1465 | 163.293 | 0
|  |  | 30.2465 | 0 | -30.2465 | 0 | 0 | 30.2465 | 34.5439 | 0 | 0 | 0 | 0 | 0 | 30.2465 | 129.6859 | 0
|  |  | 28.1491 | 0 | -28.1491 | 0 | 0 | 28.1491 | 3.2671 | 0 | 0 | 0 | 0 | 0 | 28.1491 | 98.4091 | 0
|  |  | 25.2107 | 0 | -25.2107 | 0 | 0 | 2.9404 | 0 | 0 | -22.2703 | 0 | 0 | 0 | 25.2107 | 70.3972 | 0
|  |  | 21.4417 | 0 | -21.4417 | 0 | 0 | 0 | 0 | 0 | -21.4417 | 0 | 0 | 0 | 21.4417 | 46.5731 | 0
|  |  | 17.5188 | 0 | -17.5188 | 0 | 0 | 0 | 0 | 0 | -17.5188 | 0 | 0 | 0 | 17.5188 | 27.1077 | 0
|  |  | 14.3414 | 0.087218 | -14.2542 | 0 | 0 | 0 | 0 | 0.087218 | -14.2542 | 0 | 0 | 0 | 14.3414 | 11.1729 | 0.087218
|  |  | 11.6673 | 3.0846 | -8.5827 | 1.6117 | 0 | 0 | 0 | 3.0846 | -8.5827 | 0 | 1.6117 | 0 | 10.0556 | -2.7939e-15 | 3.0846
|  |  | 9.167 | 13.0655 | 3.8985 | 57.6172 | 3.8985 | 0 | 3.5087 | 9.167 | 0 | 48.4502 | 9.167 | 0 | -2.5145e-15 | 0 | 9.167
|  |  | 7.1962 | 27.7811 | 20.5848 | 123.3935 | 20.5848 | 0 | 22.035 | 7.1962 | 0 | 116.1973 | 7.1962 | 0 | 0 | 0 | 7.1962
|  |  | 6.03 | 43.7568 | 37.7268 | 181.7914 | 37.7268 | 0 | 55.9891 | 6.03 | 0 | 175.7614 | 6.03 | 0 | 0 | 0 | 6.03
|  |  | 6.0645 | 60.6668 | 54.6023 | 225.6338 | 54.6023 | 0 | 105.1312 | 6.0645 | 0 | 219.5694 | 6.0645 | 0 | 0 | 0 | 6.0645
|  |  | 6.9622 | 71.4117 | 64.4495 | 252.2516 | 64.4495 | 0 | 163.1357 | 6.9622 | 0 | 245.2894 | 6.9622 | 0 | 0 | 0 | 6.9622
|  |  | 9.2104 | 69.9608 | 60.7504 | 259.4033 | 60.7504 | 0 | 217.811 | 9.2104 | 0 | 250.1929 | 9.2104 | 0 | 0 | 0 | 9.2104
|  |  | 12.2202 | 58.956 | 46.7358 | 249.5319 | 46.7358 | 0 | 259.8733 | 12.2202 | 0 | 237.3116 | 12.2202 | 0 | 0 | 0 | 12.2202
|  |  | 15.3949 | 45.114 | 29.7191 | 220.6225 | 29.7191 | 0 | 286.6204 | 15.3949 | 0 | 79.3113 | 15.3949 | 125.9163 | 0 | 113.3246 | 15.3949
|  |  | 18.6761 | 30.5183 | 11.8422 | 174.5892 | 11.8422 | 0 | 297.2784 | 18.6761 | 0 | 0 | 18.6761 | 155.9131 | 0 | 253.6464 | 18.6761
|  |  | 22.1391 | 13.7173 | -8.4219 | 115.4107 | 0 | 8.4219 | 287.9208 | 13.7173 | 0 | 0 | 22.1391 | 93.2716 | 0 | 337.5909 | 13.7173
|  |  | 26.0591 | 2.5506 | -23.5086 | 50.0373 | 0 | 23.5086 | 261.8001 | 2.5506 | 0 | 0 | 26.0591 | 23.9782 | 0 | 359.1712 | 2.5506
|  |  | 29.8278 | 0.021555 | -29.8063 | 0.73029 | 0 | 29.8063 | 228.6821 | 0.021555 | 0 | 0 | 0.73029 | 0 | 29.0975 | 326.8406 | 0.021555
|  |  | 32.3465 | 0 | -32.3465 | 0 | 0 | 32.3465 | 192.7415 | 0 | 0 | 0 | 0 | 0 | 32.3465 | 290.9001 | 0
|  |  | 33.6507 | 0 | -33.6507 | 0 | 0 | 33.6507 | 155.3519 | 0 | 0 | 0 | 0 | 0 | 33.6507 | 253.5104 | 0
|  |  | 34.0882 | 0 | -34.0882 | 0 | 0 | 34.0882 | 117.4761 | 0 | 0 | 0 | 0 | 0 | 34.0882 | 215.6346 | 0
|  |  | 33.501 | 0 | -33.501 | 0 | 0 | 33.501 | 80.2528 | 0 | 0 | 0 | 0 | 0 | 33.501 | 178.4113 | 0
|  |  | 32.1465 | 0 | -32.1465 | 0 | 0 | 32.1465 | 44.5345 | 0 | 0 | 0 | 0 | 0 | 32.1465 | 142.693 | 0
|  |  | 24.0861 | 0 | -24.0861 | 0 | 0 | 24.0861 | 17.7721 | 0 | 0 | 0 | 0 | 0 | 24.0861 | 115.9307 | 0
|  |  | 22.6294 | 0 | -22.6294 | 0 | 0 | 15.9949 | 0 | 0 | -6.6345 | 0 | 0 | 0 | 22.6294 | 90.7869 | 0
|  |  | 20.8758 | 0 | -20.8758 | 0 | 0 | 0 | 0 | 0 | -20.8758 | 0 | 0 | 0 | 20.8758 | 67.5916 | 0
|  |  | 18.9345 | 0 | -18.9345 | 0 | 0 | 0 | 0 | 0 | -18.9345 | 0 | 0 | 0 | 18.9345 | 46.5533 | 0
|  |  | 15.4144 | 0 | -15.4144 | 0 | 0 | 0 | 0 | 0 | -15.4144 | 0 | 0 | 0 | 15.4144 | 29.4261 | 0
|  |  | 11.7376 | 0.032486 | -11.7051 | 0 | 0 | 0 | 0 | 0.032486 | -11.7051 | 0 | 0 | 0 | 11.7376 | 16.3843 | 0.032486
|  |  | 16.1057 | 2.6862 | -13.4195 | 1.3598 | 0 | 0 | 0 | 2.6862 | -13.4195 | 0 | 1.3598 | 0 | 14.7459 | 0 | 2.6862
|  |  | 19.9504 | 12.2526 | -7.6978 | 37.975 | 0 | 0 | 0 | 12.2526 | -7.6978 | 18.0246 | 19.9504 | 0 | 0 | 0 | 12.2526
|  |  | 26.3005 | 26.8456 | 0.54505 | 78.3423 | 0.54505 | 0 | 0.49055 | 26.3005 | 0 | 52.0418 | 26.3005 | 0 | 0 | 0 | 26.3005
|  |  | 31.0713 | 41.9046 | 10.8333 | 114.4286 | 10.8333 | 0 | 10.2405 | 31.0713 | 0 | 83.3573 | 31.0713 | 0 | 0 | 0 | 31.0713
|  |  | 33.2435 | 53.7568 | 20.5133 | 139.6361 | 20.5133 | 0 | 28.7025 | 33.2435 | 0 | 106.3926 | 33.2435 | 0 | 0 | 0 | 33.2435
|  |  | 33.9264 | 63.1174 | 29.191 | 147.4678 | 29.191 | 0 | 54.9744 | 33.9264 | 0 | 113.5414 | 33.9264 | 0 | 0 | 0 | 33.9264
|  |  | 35.3688 | 66.1577 | 30.789 | 150.2127 | 30.789 | 0 | 82.6844 | 35.3688 | 0 | 4.1917 | 35.3688 | 110.6522 | 0 | 99.587 | 35.3688
|  |  | 34.1685 | 58.6193 | 24.4508 | 138.8303 | 24.4508 | 0 | 104.6902 | 34.1685 | 0 | 0 | 34.1685 | 104.6617 | 0 | 193.7825 | 34.1685
|  |  | 35.1159 | 44.5833 | 9.4674 | 125.3074 | 9.4674 | 0 | 113.2109 | 35.1159 | 0 | 0 | 35.1159 | 90.1915 | 0 | 274.9548 | 35.1159
|  |  | 40.4938 | 28.1944 | -12.2994 | 104.6075 | 0 | 12.2994 | 99.5449 | 28.1944 | 0 | 0 | 40.4938 | 64.1136 | 0 | 332.6571 | 28.1944
|  |  | 46.2897 | 12.7839 | -33.5058 | 64.6179 | 0 | 33.5058 | 62.3162 | 12.7839 | 0 | 0 | 46.2897 | 18.3282 | 0 | 349.1525 | 12.7839
|  |  | 46.7678 | 2.7035 | -44.0643 | 28.1287 | 0 | 44.0643 | 13.3559 | 2.7035 | 0 | 0 | 28.1287 | 0 | 18.6391 | 328.4424 | 2.7035
|  |  | 41.1187 | 0.010715 | -41.108 | 0.4281 | 0 | 12.0203 | 0 | 0.010715 | -29.0877 | 0 | 0.4281 | 0 | 40.6906 | 283.2306 | 0.010715
|  |  | 30.6708 | 0 | -30.6708 | 0 | 0 | 0 | 0 | 0 | -30.6708 | 0 | 0 | 0 | 30.6708 | 249.152 | 0
|  |  | 23.3615 | 0 | -23.3615 | 0 | 0 | 0 | 0 | 0 | -23.3615 | 0 | 0 | 0 | 23.3615 | 223.1948 | 0
|  |  | 23.6941 | 0 | -23.6941 | 0 | 0 | 0 | 0 | 0 | -23.6941 | 0 | 0 | 0 | 23.6941 | 196.868 | 0
|  |  | 24.2768 | 0 | -24.2768 | 0 | 0 | 0 | 0 | 0 | -24.2768 | 0 | 0 | 0 | 24.2768 | 169.8937 | 0
|  |  | 24.5562 | 0 | -24.5562 | 0 | 0 | 0 | 0 | 0 | -24.5562 | 0 | 0 | 0 | 24.5562 | 142.6091 | 0
|  |  | 24.0861 | 0 | -24.0861 | 0 | 0 | 0 | 0 | 0 | -24.0861 | 0 | 0 | 0 | 24.0861 | 115.8468 | 0
|  |  | 22.6294 | 0 | -22.6294 | 0 | 0 | 0 | 0 | 0 | -22.6294 | 0 | 0 | 0 | 22.6294 | 90.703 | 0
|  |  | 20.8758 | 0 | -20.8758 | 0 | 0 | 0 | 0 | 0 | -20.8758 | 0 | 0 | 0 | 20.8758 | 67.5077 | 0
|  |  | 18.9345 | 0 | -18.9345 | 0 | 0 | 0 | 0 | 0 | -18.9345 | 0 | 0 | 0 | 18.9345 | 46.4693 | 0
|  |  | 15.4144 | 0 | -15.4144 | 0 | 0 | 0 | 0 | 0 | -15.4144 | 0 | 0 | 0 | 15.4144 | 29.3422 | 0
|  |  | 11.7376 | 0.065612 | -11.672 | 0 | 0 | 0 | 0 | 0.065612 | -11.672 | 0 | 0 | 0 | 11.7376 | 16.3004 | 0.065612
|  |  | 16.1057 | 2.6005 | -13.5052 | 1.4354 | 0 | 0 | 0 | 2.6005 | -13.5052 | 0 | 1.4354 | 0 | 14.6704 | -2.4554e-15 | 2.6005
|  |  | 19.9504 | 11.9151 | -8.0353 | 34.9783 | 0 | 0 | 0 | 11.9151 | -8.0353 | 15.0279 | 19.9504 | 0 | -2.2098e-15 | 0 | 11.9151
|  |  | 26.3005 | 28.0634 | 1.7629 | 76.3529 | 1.7629 | 0 | 1.5866 | 26.3005 | 0 | 50.0524 | 26.3005 | 0 | 0 | 0 | 26.3005
|  |  | 31.0713 | 45.5756 | 14.5043 | 116.2669 | 14.5043 | 0 | 14.6405 | 31.0713 | 0 | 85.1956 | 31.0713 | 0 | 0 | 0 | 31.0713
|  |  | 33.2435 | 60.5221 | 27.2785 | 140.2405 | 27.2785 | 0 | 39.1911 | 33.2435 | 0 | 106.9969 | 33.2435 | 0 | 0 | 0 | 33.2435
|  |  | 33.9264 | 67.4994 | 33.573 | 158.5984 | 33.573 | 0 | 69.4068 | 33.9264 | 0 | 124.672 | 33.9264 | 0 | 0 | 0 | 33.9264
|  |  | 35.3688 | 65.4104 | 30.0416 | 159.6309 | 30.0416 | 0 | 96.4443 | 35.3688 | 0 | 3.0433 | 35.3688 | 121.2188 | 0 | 109.0969 | 35.3688
|  |  | 34.1685 | 54.7215 | 20.5529 | 142.4062 | 20.5529 | 0 | 114.942 | 34.1685 | 0 | 0 | 34.1685 | 108.2376 | 0 | 206.5108 | 34.1685
|  |  | 35.1159 | 39.0038 | 3.8879 | 119.3391 | 3.8879 | 0 | 118.4411 | 35.1159 | 0 | 0 | 35.1159 | 84.2232 | 0 | 282.3117 | 35.1159
|  |  | 40.4938 | 24.0663 | -16.4275 | 97.9593 | 0 | 16.4275 | 100.1882 | 24.0663 | 0 | 0 | 40.4938 | 57.4655 | 0 | 334.0307 | 24.0663
|  |  | 46.2897 | 10.5396 | -35.7501 | 62.3767 | 0 | 35.7501 | 60.4659 | 10.5396 | 0 | 0 | 46.2897 | 16.087 | 0 | 348.509 | 10.5396
|  |  | 46.7678 | 2.2963 | -44.4714 | 28.3553 | 0 | 44.4714 | 11.0532 | 2.2963 | 0 | 0 | 28.3553 | 0 | 18.4124 | 328.0507 | 2.2963
|  |  | 41.1187 | 0 | -41.1187 | 0.37774 | 0 | 9.9479 | 0 | 0 | -31.1708 | 0 | 0.37774 | 0 | 40.7409 | 282.783 | 0
|  |  | 30.6708 | 0 | -30.6708 | 0 | 0 | 0 | 0 | 0 | -30.6708 | 0 | 0 | 0 | 30.6708 | 248.7043 | 0
|  |  | 23.3615 | 0 | -23.3615 | 0 | 0 | 0 | 0 | 0 | -23.3615 | 0 | 0 | 0 | 23.3615 | 222.7471 | 0
|  |  | 23.6941 | 0 | -23.6941 | 0 | 0 | 0 | 0 | 0 | -23.6941 | 0 | 0 | 0 | 23.6941 | 196.4203 | 0
|  |  | 24.2768 | 0 | -24.2768 | 0 | 0 | 0 | 0 | 0 | -24.2768 | 0 | 0 | 0 | 24.2768 | 169.446 | 0
|  |  | 24.5562 | 0 | -24.5562 | 0 | 0 | 0 | 0 | 0 | -24.5562 | 0 | 0 | 0 | 24.5562 | 142.1614 | 0
|  |  | 24.0861 | 0 | -24.0861 | 0 | 0 | 0 | 0 | 0 | -24.0861 | 0 | 0 | 0 | 24.0861 | 115.3991 | 0
|  |  | 22.6294 | 0 | -22.6294 | 0 | 0 | 0 | 0 | 0 | -22.6294 | 0 | 0 | 0 | 22.6294 | 90.2553 | 0
|  |  | 20.8758 | 0 | -20.8758 | 0 | 0 | 0 | 0 | 0 | -20.8758 | 0 | 0 | 0 | 20.8758 | 67.06 | 0
|  |  | 18.9345 | 0 | -18.9345 | 0 | 0 | 0 | 0 | 0 | -18.9345 | 0 | 0 | 0 | 18.9345 | 46.0217 | 0
|  |  | 15.4144 | 0 | -15.4144 | 0 | 0 | 0 | 0 | 0 | -15.4144 | 0 | 0 | 0 | 15.4144 | 28.8945 | 0
|  |  | 11.7376 | 0.010913 | -11.7267 | 0 | 0 | 0 | 0 | 0.010913 | -11.7267 | 0 | 0 | 0 | 11.7376 | 15.8527 | 0.010913
|  |  | 16.1057 | 1.8176 | -14.2882 | 1.8383 | 0 | 0 | 0 | 1.8176 | -14.2882 | 0 | 1.8383 | 0 | 14.2674 | 0 | 1.8176
|  |  | 19.9504 | 9.3112 | -10.6392 | 54.8471 | 0 | 0 | 0 | 9.3112 | -10.6392 | 34.8968 | 19.9504 | 0 | 0 | 0 | 9.3112
|  |  | 26.3005 | 22.1006 | -4.1999 | 120.2961 | 0 | 0 | 0 | 22.1006 | -4.1999 | 93.9955 | 26.3005 | 0 | 0 | 0 | 22.1006
|  |  | 31.0713 | 36.2818 | 5.2105 | 179.1724 | 5.2105 | 0 | 4.6895 | 31.0713 | 0 | 148.1011 | 31.0713 | 0 | 0 | 0 | 31.0713
|  |  | 33.2435 | 48.8404 | 15.5969 | 223.3674 | 15.5969 | 0 | 18.7267 | 33.2435 | 0 | 190.1239 | 33.2435 | 0 | 0 | 0 | 33.2435
|  |  | 33.9264 | 55.6716 | 21.7452 | 248.2224 | 21.7452 | 0 | 38.2974 | 33.9264 | 0 | 214.296 | 33.9264 | 0 | 0 | 0 | 33.9264
|  |  | 35.3688 | 56.7471 | 21.3783 | 255.2986 | 21.3783 | 0 | 57.5379 | 35.3688 | 0 | 219.9298 | 35.3688 | 0 | 0 | 0 | 35.3688
|  |  | 34.1685 | 52.489 | 18.3205 | 244.2184 | 18.3205 | 0 | 74.0263 | 34.1685 | 0 | 206.1455 | 34.1685 | 3.9044 | 0 | 3.514 | 34.1685
|  |  | 35.1159 | 40.8204 | 5.7045 | 213.9492 | 5.7045 | 0 | 79.1603 | 35.1159 | 0 | 0 | 35.1159 | 178.8333 | 0 | 164.4639 | 35.1159
|  |  | 40.4938 | 24.5384 | -15.9554 | 166.4301 | 0 | 15.9554 | 61.4321 | 24.5384 | 0 | 0 | 40.4938 | 125.9363 | 0 | 277.8066 | 24.5384
|  |  | 46.2897 | 9.6851 | -36.6046 | 106.7228 | 0 | 36.6046 | 20.7603 | 9.6851 | 0 | 0 | 46.2897 | 60.4331 | 0 | 332.1964 | 9.6851
|  |  | 46.7678 | 1.719 | -45.0488 | 42.9611 | 0 | 18.6843 | 0 | 1.719 | -26.3645 | 0 | 42.9611 | 0 | 3.8067 | 327.9667 | 1.719
|  |  | 41.1187 | 0.010743 | -41.1079 | 0.50365 | 0 | 0 | 0 | 0.010743 | -41.1079 | 0 | 0.50365 | 0 | 40.615 | 282.8389 | 0.010743
|  |  | 30.6708 | 0 | -30.6708 | 0 | 0 | 0 | 0 | 0 | -30.6708 | 0 | 0 | 0 | 30.6708 | 248.7603 | 0
|  |  | 23.3615 | 0 | -23.3615 | 0 | 0 | 0 | 0 | 0 | -23.3615 | 0 | 0 | 0 | 23.3615 | 222.803 | 0
|  |  | 23.6941 | 0 | -23.6941 | 0 | 0 | 0 | 0 | 0 | -23.6941 | 0 | 0 | 0 | 23.6941 | 196.4762 | 0
|  |  | 24.2768 | 0 | -24.2768 | 0 | 0 | 0 | 0 | 0 | -24.2768 | 0 | 0 | 0 | 24.2768 | 169.502 | 0
|  |  | 24.5562 | 0 | -24.5562 | 0 | 0 | 0 | 0 | 0 | -24.5562 | 0 | 0 | 0 | 24.5562 | 142.2173 | 0
|  |  | 24.0861 | 0 | -24.0861 | 0 | 0 | 0 | 0 | 0 | -24.0861 | 0 | 0 | 0 | 24.0861 | 115.455 | 0
|  |  | 22.6294 | 0 | -22.6294 | 0 | 0 | 0 | 0 | 0 | -22.6294 | 0 | 0 | 0 | 22.6294 | 90.3113 | 0
|  |  | 20.8758 | 0 | -20.8758 | 0 | 0 | 0 | 0 | 0 | -20.8758 | 0 | 0 | 0 | 20.8758 | 67.116 | 0
|  |  | 18.9345 | 0 | -18.9345 | 0 | 0 | 0 | 0 | 0 | -18.9345 | 0 | 0 | 0 | 18.9345 | 46.0776 | 0
|  |  | 15.4144 | 0 | -15.4144 | 0 | 0 | 0 | 0 | 0 | -15.4144 | 0 | 0 | 0 | 15.4144 | 28.9505 | 0
|  |  | 11.7376 | 0.022108 | -11.7155 | 0 | 0 | 0 | 0 | 0.022108 | -11.7155 | 0 | 0 | 0 | 11.7376 | 15.9087 | 0.022108
|  |  | 16.1057 | 2.7846 | -13.3212 | 1.7879 | 0 | 0 | 0 | 2.7846 | -13.3212 | 0 | 1.7879 | 0 | 14.3178 | -2.7153e-15 | 2.7846
|  |  | 19.9504 | 13.7213 | -6.2291 | 50.0373 | 0 | 0 | 0 | 13.7213 | -6.2291 | 30.0869 | 19.9504 | 0 | -2.4437e-15 | 0 | 13.7213
|  |  | 26.3005 | 30.3482 | 4.0476 | 106.8739 | 4.0476 | 0 | 3.6429 | 26.3005 | 0 | 80.5734 | 26.3005 | 0 | 0 | 0 | 26.3005
|  |  | 31.0713 | 43.9853 | 12.914 | 159.8827 | 12.914 | 0 | 15.2655 | 31.0713 | 0 | 128.8114 | 31.0713 | 0 | 0 | 0 | 31.0713
|  |  | 33.2435 | 56.0033 | 22.7598 | 201.8365 | 22.7598 | 0 | 35.7493 | 33.2435 | 0 | 168.593 | 33.2435 | 0 | 0 | 0 | 33.2435
|  |  | 33.9264 | 67.6014 | 33.675 | 227.3966 | 33.675 | 0 | 66.0568 | 33.9264 | 0 | 193.4702 | 33.9264 | 0 | 0 | 0 | 33.9264
|  |  | 35.3688 | 70.9955 | 35.6267 | 232.8612 | 35.6267 | 0 | 98.1208 | 35.3688 | 0 | 197.4924 | 35.3688 | 0 | 0 | 0 | 35.3688
|  |  | 34.1685 | 63.9947 | 29.8262 | 223.8207 | 29.8262 | 0 | 124.9644 | 34.1685 | 0 | 158.7128 | 34.1685 | 30.9394 | 0 | 27.8454 | 34.1685
|  |  | 35.1159 | 48.5752 | 13.4593 | 198.0088 | 13.4593 | 0 | 137.0778 | 35.1159 | 0 | 0 | 35.1159 | 162.8929 | 0 | 174.449 | 35.1159
|  |  | 40.4938 | 28.2377 | -12.2562 | 157.0623 | 0 | 12.2562 | 123.4598 | 28.2377 | 0 | 0 | 40.4938 | 116.5685 | 0 | 279.3606 | 28.2377
|  |  | 46.2897 | 10.6103 | -35.6794 | 103.3483 | 0 | 35.6794 | 83.816 | 10.6103 | 0 | 0 | 46.2897 | 57.0587 | 0 | 330.7134 | 10.6103
|  |  | 46.7678 | 1.7545 | -45.0132 | 43.8928 | 0 | 45.0132 | 33.8013 | 1.7545 | 0 | 0 | 43.8928 | 0 | 2.8749 | 327.5191 | 1.7545
|  |  | 41.1187 | 0 | -41.1187 | 0.80584 | 0 | 30.4212 | 0 | 0 | -10.6975 | 0 | 0.80584 | 0 | 40.3128 | 282.727 | 0
|  |  | 30.6708 | 0 | -30.6708 | 0 | 0 | 0 | 0 | 0 | -30.6708 | 0 | 0 | 0 | 30.6708 | 248.6484 | 0
|  |  | 23.3615 | 0 | -23.3615 | 0 | 0 | 0 | 0 | 0 | -23.3615 | 0 | 0 | 0 | 23.3615 | 222.6911 | 0
|  |  | 23.6941 | 0 | -23.6941 | 0 | 0 | 0 | 0 | 0 | -23.6941 | 0 | 0 | 0 | 23.6941 | 196.3643 | 0
|  |  | 24.2768 | 0 | -24.2768 | 0 | 0 | 0 | 0 | 0 | -24.2768 | 0 | 0 | 0 | 24.2768 | 169.39 | 0
|  |  | 24.5562 | 0 | -24.5562 | 0 | 0 | 0 | 0 | 0 | -24.5562 | 0 | 0 | 0 | 24.5562 | 142.1054 | 0
|  |  | 24.0861 | 0 | -24.0861 | 0 | 0 | 0 | 0 | 0 | -24.0861 | 0 | 0 | 0 | 24.0861 | 115.3431 | 0
|  |  | 22.6294 | 0 | -22.6294 | 0 | 0 | 0 | 0 | 0 | -22.6294 | 0 | 0 | 0 | 22.6294 | 90.1993 | 0
|  |  | 20.8758 | 0 | -20.8758 | 0 | 0 | 0 | 0 | 0 | -20.8758 | 0 | 0 | 0 | 20.8758 | 67.004 | 0
|  |  | 18.9345 | 0 | -18.9345 | 0 | 0 | 0 | 0 | 0 | -18.9345 | 0 | 0 | 0 | 18.9345 | 45.9657 | 0
|  |  | 15.4144 | 0 | -15.4144 | 0 | 0 | 0 | 0 | 0 | -15.4144 | 0 | 0 | 0 | 15.4144 | 28.8386 | 0
|  |  | 11.7376 | 0 | -11.7376 | 0 | 0 | 0 | 0 | 0 | -11.7376 | 0 | 0 | 0 | 11.7376 | 15.7967 | 0
|  |  | 16.1057 | 2.052 | -14.0538 | 1.8887 | 0 | 0 | 0 | 2.052 | -14.0538 | 0 | 1.8887 | 0 | 14.2171 | 0 | 2.052
|  |  | 19.9504 | 10.7652 | -9.1852 | 62.0241 | 0 | 0 | 0 | 10.7652 | -9.1852 | 42.0737 | 19.9504 | 0 | 0 | 0 | 10.7652
|  |  | 26.3005 | 24.6982 | -1.6024 | 130.369 | 0 | 0 | 0 | 24.6982 | -1.6024 | 104.0685 | 26.3005 | 0 | 0 | 0 | 24.6982
|  |  | 31.0713 | 39.7962 | 8.7249 | 190.0008 | 8.7249 | 0 | 7.8524 | 31.0713 | 0 | 158.9295 | 31.0713 | 0 | 0 | 0 | 31.0713
|  |  | 33.2435 | 52.1372 | 18.8937 | 235.3542 | 18.8937 | 0 | 24.8567 | 33.2435 | 0 | 202.1107 | 33.2435 | 0 | 0 | 0 | 33.2435
|  |  | 33.9264 | 55.5261 | 21.5996 | 262.1986 | 21.5996 | 0 | 44.2964 | 33.9264 | 0 | 228.2722 | 33.9264 | 0 | 0 | 0 | 33.9264
|  |  | 35.3688 | 52.1535 | 16.7847 | 269.5518 | 16.7847 | 0 | 59.4026 | 35.3688 | 0 | 234.1831 | 35.3688 | 0 | 0 | 0 | 35.3688
|  |  | 34.1685 | 47.7579 | 13.5894 | 258.5471 | 13.5894 | 0 | 71.6331 | 34.1685 | 0 | 224.3786 | 34.1685 | 0 | 0 | 0 | 34.1685
|  |  | 35.1159 | 39.6025 | 4.4866 | 228.7061 | 4.4866 | 0 | 75.671 | 35.1159 | 0 | 24.6509 | 35.1159 | 168.9393 | 0 | 152.0454 | 35.1159
|  |  | 40.4938 | 24.8696 | -15.6242 | 181.3884 | 0 | 15.6242 | 58.3108 | 24.8696 | 0 | 0 | 40.4938 | 140.8946 | 0 | 278.8505 | 24.8696
|  |  | 46.2897 | 9.7712 | -36.5185 | 119.6161 | 0 | 36.5185 | 17.7347 | 9.7712 | 0 | 0 | 46.2897 | 73.3265 | 0 | 344.8443 | 9.7712
|  |  | 46.7678 | 1.6997 | -45.0681 | 50.7172 | 0 | 15.9613 | 0 | 1.6997 | -29.1069 | 0 | 46.7678 | 3.9495 | 0 | 348.3989 | 1.6997
|  |  | 41.1187 | 0 | -41.1187 | 0.62956 | 0 | 0 | 0 | 0 | -41.1187 | 0 | 0.62956 | 0 | 40.4891 | 303.411 | 0
|  |  | 30.6708 | 0 | -30.6708 | 0 | 0 | 0 | 0 | 0 | -30.6708 | 0 | 0 | 0 | 30.6708 | 269.3323 | 0
|  |  | 23.3615 | 0 | -23.3615 | 0 | 0 | 0 | 0 | 0 | -23.3615 | 0 | 0 | 0 | 23.3615 | 243.3751 | 0
|  |  | 23.6941 | 0 | -23.6941 | 0 | 0 | 0 | 0 | 0 | -23.6941 | 0 | 0 | 0 | 23.6941 | 217.0483 | 0
|  |  | 24.2768 | 0 | -24.2768 | 0 | 0 | 0 | 0 | 0 | -24.2768 | 0 | 0 | 0 | 24.2768 | 190.074 | 0
|  |  | 24.5562 | 0 | -24.5562 | 0 | 0 | 0 | 0 | 0 | -24.5562 | 0 | 0 | 0 | 24.5562 | 162.7894 | 0
|  |  | 30.2465 | 0 | -30.2465 | 0 | 0 | 0 | 0 | 0 | -30.2465 | 0 | 0 | 0 | 30.2465 | 129.1822 | 0
|  |  | 28.1491 | 0 | -28.1491 | 0 | 0 | 0 | 0 | 0 | -28.1491 | 0 | 0 | 0 | 28.1491 | 97.9054 | 0
|  |  | 25.2107 | 0 | -25.2107 | 0 | 0 | 0 | 0 | 0 | -25.2107 | 0 | 0 | 0 | 25.2107 | 69.8935 | 0
|  |  | 21.4417 | 0 | -21.4417 | 0 | 0 | 0 | 0 | 0 | -21.4417 | 0 | 0 | 0 | 21.4417 | 46.0695 | 0
|  |  | 17.5188 | 0 | -17.5188 | 0 | 0 | 0 | 0 | 0 | -17.5188 | 0 | 0 | 0 | 17.5188 | 26.6041 | 0
|  |  | 14.3414 | 0.021764 | -14.3196 | 0 | 0 | 0 | 0 | 0.021764 | -14.3196 | 0 | 0 | 0 | 14.3414 | 10.6692 | 0.021764
|  |  | 11.6673 | 2.4029 | -9.2643 | 2.065 | 0 | 0 | 0 | 2.4029 | -9.2643 | 0 | 2.065 | 0 | 9.6023 | 1.446e-15 | 2.4029
|  |  | 9.167 | 11.2992 | 2.1323 | 63.2581 | 2.1323 | 0 | 1.919 | 9.167 | 0 | 54.0911 | 9.167 | 0 | 1.3014e-15 | 0 | 9.167
|  |  | 7.1962 | 27.6161 | 20.4199 | 133.1139 | 20.4199 | 0 | 20.297 | 7.1962 | 0 | 125.9177 | 7.1962 | 0 | 0 | 0 | 7.1962
|  |  | 6.03 | 41.9672 | 35.9372 | 193.7782 | 35.9372 | 0 | 52.6405 | 6.03 | 0 | 187.7481 | 6.03 | 0 | 0 | 0 | 6.03
|  |  | 6.0645 | 50.9091 | 44.8446 | 238.3005 | 44.8446 | 0 | 93.0006 | 6.0645 | 0 | 232.2361 | 6.0645 | 0 | 0 | 0 | 6.0645
|  |  | 6.9622 | 57.0324 | 50.0702 | 264.8427 | 50.0702 | 0 | 138.0638 | 6.9622 | 0 | 257.8805 | 6.9622 | 0 | 0 | 0 | 6.9622
|  |  | 9.2104 | 59.2699 | 50.0595 | 271.3398 | 50.0595 | 0 | 183.1173 | 9.2104 | 0 | 262.1293 | 9.2104 | 0 | 0 | 0 | 9.2104
|  |  | 12.2202 | 51.9189 | 39.6987 | 258.4212 | 39.6987 | 0 | 218.8461 | 12.2202 | 0 | 246.201 | 12.2202 | 0 | 0 | 0 | 12.2202
|  |  | 15.3949 | 38.6149 | 23.22 | 227.1951 | 23.22 | 0 | 239.7441 | 15.3949 | 0 | 61.7564 | 15.3949 | 150.0438 | 0 | 135.0394 | 15.3949
|  |  | 18.6761 | 24.6508 | 5.9747 | 177.1326 | 5.9747 | 0 | 245.1213 | 18.6761 | 0 | 0 | 18.6761 | 158.4565 | 0 | 277.6503 | 18.6761
|  |  | 22.1391 | 9.4406 | -12.6985 | 114.6804 | 0 | 12.6985 | 231.0119 | 9.4406 | 0 | 0 | 22.1391 | 92.5413 | 0 | 360.9374 | 9.4406
|  |  | 26.0591 | 1.3633 | -24.6958 | 46.6125 | 0 | 24.6958 | 203.572 | 1.3633 | 0 | 0 | 26.0591 | 20.5534 | 0 | 379.4355 | 1.3633
|  |  | 29.8278 | 0 | -29.8278 | 0.37774 | 0 | 29.8278 | 170.43 | 0 | 0 | 0 | 0.37774 | 0 | 29.4501 | 346.7131 | 0
|  |  | 32.3465 | 0 | -32.3465 | 0 | 0 | 32.3465 | 134.4895 | 0 | 0 | 0 | 0 | 0 | 32.3465 | 310.7726 | 0
|  |  | 33.6507 | 0 | -33.6507 | 0 | 0 | 33.6507 | 97.0998 | 0 | 0 | 0 | 0 | 0 | 33.6507 | 273.3829 | 0
|  |  | 34.0882 | 0 | -34.0882 | 0 | 0 | 34.0882 | 59.224 | 0 | 0 | 0 | 0 | 0 | 34.0882 | 235.5072 | 0
|  |  | 33.501 | 0 | -33.501 | 0 | 0 | 33.501 | 22.0007 | 0 | 0 | 0 | 0 | 0 | 33.501 | 198.2839 | 0
|  |  | 32.1465 | 0 | -32.1465 | 0 | 0 | 19.8007 | 0 | 0 | -12.3458 | 0 | 0 | 0 | 32.1465 | 162.5655 | 0
|  |  | 30.2465 | 0 | -30.2465 | 0 | 0 | 0 | 0 | 0 | -30.2465 | 0 | 0 | 0 | 30.2465 | 128.9584 | 0
|  |  | 28.1491 | 0 | -28.1491 | 0 | 0 | 0 | 0 | 0 | -28.1491 | 0 | 0 | 0 | 28.1491 | 97.6816 | 0
|  |  | 25.2107 | 0 | -25.2107 | 0 | 0 | 0 | 0 | 0 | -25.2107 | 0 | 0 | 0 | 25.2107 | 69.6697 | 0
|  |  | 21.4417 | 0 | -21.4417 | 0 | 0 | 0 | 0 | 0 | -21.4417 | 0 | 0 | 0 | 21.4417 | 45.8456 | 0
|  |  | 17.5188 | 0 | -17.5188 | 0 | 0 | 0 | 0 | 0 | -17.5188 | 0 | 0 | 0 | 17.5188 | 26.3802 | 0
|  |  | 14.3414 | 0 | -14.3414 | 0 | 0 | 0 | 0 | 0 | -14.3414 | 0 | 0 | 0 | 14.3414 | 10.4454 | 0
|  |  | 11.6673 | 1.8905 | -9.7767 | 2.2664 | 0 | 0 | 0 | 1.8905 | -9.7767 | 0 | 2.2664 | 0 | 9.4009 | 0 | 1.8905
|  |  | 9.167 | 11.2944 | 2.1274 | 66.8339 | 2.1274 | 0 | 1.9147 | 9.167 | 0 | 57.667 | 9.167 | 0 | 0 | 0 | 9.167
|  |  | 7.1962 | 26.8534 | 19.6571 | 139.2332 | 19.6571 | 0 | 19.6061 | 7.1962 | 0 | 132.037 | 7.1962 | 0 | 0 | 0 | 7.1962
|  |  | 6.03 | 43.0869 | 37.0569 | 200.4011 | 37.0569 | 0 | 52.9573 | 6.03 | 0 | 194.3711 | 6.03 | 0 | 0 | 0 | 6.03
|  |  | 6.0645 | 57.456 | 51.3915 | 250.6651 | 51.3915 | 0 | 99.2097 | 6.0645 | 0 | 244.6006 | 6.0645 | 0 | 0 | 0 | 6.0645
|  |  | 6.9622 | 64.804 | 57.8418 | 124.0734 | 57.8418 | 0 | 151.2673 | 6.9622 | 0 | 102.4461 | 6.9622 | 14.6652 | 0 | 13.1986 | 6.9622
|  |  | 9.2104 | 65.5992 | 56.3888 | 115.3603 | 56.3888 | 0 | 202.0173 | 9.2104 | 0 | 0 | 9.2104 | 106.1499 | 0 | 108.7335 | 9.2104
|  |  | 12.2202 | 57.6569 | 45.4367 | 114.5797 | 45.4367 | 0 | 242.9103 | 12.2202 | 0 | 0 | 12.2202 | 102.3594 | 0 | 200.857 | 12.2202
|  |  | 15.3949 | 41.0661 | 25.6711 | 105.3378 | 25.6711 | 0 | 266.0143 | 15.3949 | 0 | 0 | 15.3949 | 89.9428 | 0 | 281.8056 | 15.3949
|  |  | 18.6761 | 24.2134 | 5.5373 | 86.6776 | 5.5373 | 0 | 270.9979 | 18.6761 | 0 | 0 | 18.6761 | 68.0015 | 0 | 343.007 | 18.6761
|  |  | 22.1391 | 9.32 | -12.8191 | 57.0884 | 0 | 12.8191 | 256.7544 | 9.32 | 0 | 0 | 22.1391 | 34.9493 | 0 | 374.4613 | 9.32
|  |  | 26.0591 | 1.1296 | -24.9295 | 25.8623 | 0 | 24.9295 | 229.0549 | 1.1296 | 0 | 0 | 25.8623 | 0 | 0.19686 | 374.2426 | 1.1296
|  |  | 29.8278 | 0 | -29.8278 | 0.55401 | 0 | 29.8278 | 195.9129 | 0 | 0 | 0 | 0.55401 | 0 | 29.2738 | 341.7161 | 0
|  |  | 32.3465 | 0 | -32.3465 | 0 | 0 | 32.3465 | 159.9724 | 0 | 0 | 0 | 0 | 0 | 32.3465 | 305.7756 | 0
|  |  | 33.6507 | 0 | -33.6507 | 0 | 0 | 33.6507 | 122.5827 | 0 | 0 | 0 | 0 | 0 | 33.6507 | 268.3859 | 0
|  |  | 34.0882 | 0 | -34.0882 | 0 | 0 | 34.0882 | 84.7069 | 0 | 0 | 0 | 0 | 0 | 34.0882 | 230.5101 | 0
|  |  | 33.501 | 0 | -33.501 | 0 | 0 | 33.501 | 47.4836 | 0 | 0 | 0 | 0 | 0 | 33.501 | 193.2868 | 0
|  |  | 32.1465 | 0 | -32.1465 | 0 | 0 | 32.1465 | 11.7653 | 0 | 0 | 0 | 0 | 0 | 32.1465 | 157.5685 | 0
|  |  | 24.0861 | 0 | -24.0861 | 0 | 0 | 10.5888 | 0 | 0 | -13.4973 | 0 | 0 | 0 | 24.0861 | 130.8062 | 0
|  |  | 22.6294 | 0 | -22.6294 | 0 | 0 | 0 | 0 | 0 | -22.6294 | 0 | 0 | 0 | 22.6294 | 105.6624 | 0
|  |  | 20.8758 | 0 | -20.8758 | 0 | 0 | 0 | 0 | 0 | -20.8758 | 0 | 0 | 0 | 20.8758 | 82.4671 | 0
|  |  | 18.9345 | 0 | -18.9345 | 0 | 0 | 0 | 0 | 0 | -18.9345 | 0 | 0 | 0 | 18.9345 | 61.4288 | 0
|  |  | 15.4144 | 0 | -15.4144 | 0 | 0 | 0 | 0 | 0 | -15.4144 | 0 | 0 | 0 | 15.4144 | 44.3016 | 0
|  |  | 11.7376 | 0 | -11.7376 | 0 | 0 | 0 | 0 | 0 | -11.7376 | 0 | 0 | 0 | 11.7376 | 31.2598 | 0
|  |  | 16.1057 | 1.6243 | -14.4815 | 1.1836 | 0 | 0 | 0 | 1.6243 | -14.4815 | 0 | 1.1836 | 0 | 14.9222 | 14.6796 | 1.6243
|  |  | 19.9504 | 10.2506 | -9.6997 | 10.7025 | 0 | 0 | 0 | 10.2506 | -9.6997 | 0 | 10.7025 | 0 | 9.2479 | 4.4042 | 10.2506
|  |  | 26.3005 | 26.3134 | 0.012832 | 22.3367 | 0.012832 | 0 | 0.011549 | 26.3005 | 0 | 0 | 22.3367 | 0 | 3.9638 | 0 | 26.3005
|  |  | 31.0713 | 44.8177 | 13.7464 | 118.9866 | 13.7464 | 0 | 12.3833 | 31.0713 | 0 | 87.9153 | 31.0713 | 0 | 0 | 0 | 31.0713
|  |  | 33.2435 | 60.0968 | 26.8532 | 266.0011 | 26.8532 | 0 | 36.5512 | 33.2435 | 0 | 219.4753 | 33.2435 | 13.2823 | 0 | 11.9541 | 33.2435
|  |  | 33.9264 | 65.9141 | 31.9877 | 23.1678 | 31.9877 | 0 | 65.3402 | 33.9264 | 0 | 0 | 23.1678 | 0 | 10.7587 | 0 | 33.9264
|  |  | 35.3688 | 63.3377 | 27.9689 | 94.6604 | 27.9689 | 0 | 90.5122 | 35.3688 | 0 | 59.2917 | 35.3688 | 0 | 0 | 0 | 35.3688
|  |  | 34.1685 | 56.1725 | 22.004 | 291.6871 | 22.004 | 0 | 110.3158 | 34.1685 | 0 | 257.5186 | 34.1685 | 0 | 0 | 0 | 34.1685
|  |  | 35.1159 | 43.7137 | 8.5978 | 255.8526 | 8.5978 | 0 | 118.0538 | 35.1159 | 0 | 112.333 | 35.1159 | 108.4037 | 0 | 97.5634 | 35.1159
|  |  | 40.4938 | 25.836 | -14.6578 | 201.5343 | 0 | 14.6578 | 101.7673 | 25.836 | 0 | 0 | 40.4938 | 161.0405 | 0 | 242.4998 | 25.836
|  |  | 46.2897 | 9.0022 | -37.2875 | 130.5705 | 0 | 37.2875 | 60.3368 | 9.0022 | 0 | 0 | 46.2897 | 84.2808 | 0 | 318.3525 | 9.0022
|  |  | 46.7678 | 1.0971 | -45.6707 | 53.1599 | 0 | 45.6707 | 9.5916 | 1.0971 | 0 | 0 | 46.7678 | 6.3922 | 0 | 324.1054 | 1.0971
|  |  | 41.1187 | 0 | -41.1187 | 3.6766 | 0 | 8.6324 | 0 | 0 | -32.4862 | 0 | 3.6766 | 0 | 37.4421 | 282.5032 | 0
|  |  | 30.6708 | 0 | -30.6708 | 0 | 0 | 0 | 0 | 0 | -30.6708 | 0 | 0 | 0 | 30.6708 | 248.4245 | 0
|  |  | 23.3615 | 0 | -23.3615 | 0 | 0 | 0 | 0 | 0 | -23.3615 | 0 | 0 | 0 | 23.3615 | 222.4673 | 0
|  |  | 23.6941 | 0 | -23.6941 | 0 | 0 | 0 | 0 | 0 | -23.6941 | 0 | 0 | 0 | 23.6941 | 196.1405 | 0
|  |  | 24.2768 | 0 | -24.2768 | 0 | 0 | 0 | 0 | 0 | -24.2768 | 0 | 0 | 0 | 24.2768 | 169.1662 | 0
|  |  | 24.5562 | 0 | -24.5562 | 0 | 0 | 0 | 0 | 0 | -24.5562 | 0 | 0 | 0 | 24.5562 | 141.8816 | 0
|  |  | 24.0861 | 0 | -24.0861 | 0 | 0 | 0 | 0 | 0 | -24.0861 | 0 | 0 | 0 | 24.0861 | 115.1193 | 0
|  |  | 22.6294 | 0 | -22.6294 | 0 | 0 | 0 | 0 | 0 | -22.6294 | 0 | 0 | 0 | 22.6294 | 89.9755 | 0
|  |  | 20.8758 | 0 | -20.8758 | 0 | 0 | 0 | 0 | 0 | -20.8758 | 0 | 0 | 0 | 20.8758 | 66.7802 | 0
|  |  | 18.9345 | 0 | -18.9345 | 0 | 0 | 0 | 0 | 0 | -18.9345 | 0 | 0 | 0 | 18.9345 | 45.7419 | 0
|  |  | 15.4144 | 0 | -15.4144 | 0 | 0 | 0 | 0 | 0 | -15.4144 | 0 | 0 | 0 | 15.4144 | 28.6147 | 0
|  |  | 11.7376 | 0 | -11.7376 | 0 | 0 | 0 | 0 | 0 | -11.7376 | 0 | 0 | 0 | 11.7376 | 15.5729 | 0
|  |  | 16.1057 | 1.9828 | -14.1229 | 2.0901 | 0 | 0 | 0 | 1.9828 | -14.1229 | 0 | 2.0901 | 0 | 14.0156 | 0 | 1.9828
|  |  | 19.9504 | 11.1806 | -8.7698 | 54.1169 | 0 | 0 | 0 | 11.1806 | -8.7698 | 34.1665 | 19.9504 | 0 | 0 | 0 | 11.1806
|  |  | 26.3005 | 27.7793 | 1.4788 | 116.8209 | 1.4788 | 0 | 1.3309 | 26.3005 | 0 | 90.5204 | 26.3005 | 0 | 0 | 0 | 26.3005
|  |  | 31.0713 | 42.1067 | 11.0354 | 172.902 | 11.0354 | 0 | 11.2628 | 31.0713 | 0 | 141.8307 | 31.0713 | 0 | 0 | 0 | 31.0713
|  |  | 33.2435 | 53.3175 | 20.0739 | 214.7802 | 20.0739 | 0 | 29.3293 | 33.2435 | 0 | 181.5367 | 33.2435 | 0 | 0 | 0 | 33.2435
|  |  | 33.9264 | 62.965 | 29.0386 | 239.3834 | 29.0386 | 0 | 55.464 | 33.9264 | 0 | 205.4569 | 33.9264 | 0 | 0 | 0 | 33.9264
|  |  | 35.3688 | 63.2433 | 27.8745 | 246.4093 | 27.8745 | 0 | 80.5511 | 35.3688 | 0 | 211.0405 | 35.3688 | 0 | 0 | 0 | 35.3688
|  |  | 34.1685 | 54.9841 | 20.8155 | 236.437 | 20.8155 | 0 | 99.2851 | 34.1685 | 0 | 185.1825 | 34.1685 | 17.086 | 0 | 15.3774 | 34.1685
|  |  | 35.1159 | 39.7345 | 4.6186 | 207.704 | 4.6186 | 0 | 103.4418 | 35.1159 | 0 | 0 | 35.1159 | 172.5881 | 0 | 170.7066 | 35.1159
|  |  | 40.4938 | 21.9307 | -18.5632 | 162.6528 | 0 | 18.5632 | 82.8161 | 21.9307 | 0 | 0 | 40.4938 | 122.1589 | 0 | 280.6497 | 21.9307
|  |  | 46.2897 | 7.9612 | -38.3284 | 104.683 | 0 | 38.3284 | 40.2289 | 7.9612 | 0 | 0 | 46.2897 | 58.3933 | 0 | 333.2037 | 7.9612
|  |  | 46.7678 | 0.85165 | -45.9161 | 41.6012 | 0 | 36.206 | 0 | 0.85165 | -9.7101 | 0 | 41.6012 | 0 | 5.1665 | 327.4631 | 0.85165
|  |  | 41.1187 | 0 | -41.1187 | 0.57919 | 0 | 0 | 0 | 0 | -41.1187 | 0 | 0.57919 | 0 | 40.5395 | 282.4192 | 0
|  |  | 30.6708 | 0 | -30.6708 | 0 | 0 | 0 | 0 | 0 | -30.6708 | 0 | 0 | 0 | 30.6708 | 248.3406 | 0
|  |  | 23.3615 | 0 | -23.3615 | 0 | 0 | 0 | 0 | 0 | -23.3615 | 0 | 0 | 0 | 23.3615 | 222.3833 | 0
|  |  | 23.6941 | 0 | -23.6941 | 0 | 0 | 0 | 0 | 0 | -23.6941 | 0 | 0 | 0 | 23.6941 | 196.0565 | 0
|  |  | 24.2768 | 0 | -24.2768 | 0 | 0 | 0 | 0 | 0 | -24.2768 | 0 | 0 | 0 | 24.2768 | 169.0823 | 0
|  |  | 24.5562 | 0 | -24.5562 | 0 | 0 | 0 | 0 | 0 | -24.5562 | 0 | 0 | 0 | 24.5562 | 141.7976 | 0
|  |  | 24.0861 | 0 | -24.0861 | 0 | 0 | 0 | 0 | 0 | -24.0861 | 0 | 0 | 0 | 24.0861 | 115.0353 | 0
|  |  | 22.6294 | 0 | -22.6294 | 0 | 0 | 0 | 0 | 0 | -22.6294 | 0 | 0 | 0 | 22.6294 | 89.8916 | 0
|  |  | 20.8758 | 0 | -20.8758 | 0 | 0 | 0 | 0 | 0 | -20.8758 | 0 | 0 | 0 | 20.8758 | 66.6963 | 0
|  |  | 18.9345 | 0 | -18.9345 | 0 | 0 | 0 | 0 | 0 | -18.9345 | 0 | 0 | 0 | 18.9345 | 45.6579 | 0
|  |  | 15.4144 | 0 | -15.4144 | 0 | 0 | 0 | 0 | 0 | -15.4144 | 0 | 0 | 0 | 15.4144 | 28.5308 | 0
|  |  | 11.7376 | 0 | -11.7376 | 0 | 0 | 0 | 0 | 0 | -11.7376 | 0 | 0 | 0 | 11.7376 | 15.489 | 0
|  |  | 16.1057 | 1.4517 | -14.6541 | 2.1657 | 0 | 0 | 0 | 1.4517 | -14.6541 | 0 | 2.1657 | 0 | 13.9401 | -2.8179e-15 | 1.4517
|  |  | 19.9504 | 9.4534 | -10.4969 | 56.5344 | 0 | 0 | 0 | 9.4534 | -10.4969 | 36.584 | 19.9504 | 0 | -2.5361e-15 | 0 | 9.4534
|  |  | 26.3005 | 23.6923 | -2.6082 | 124.0734 | 0 | 0 | 0 | 23.6923 | -2.6082 | 97.7729 | 26.3005 | 0 | 0 | 0 | 23.6923
|  |  | 31.0713 | 36.7732 | 5.7019 | 184.2089 | 5.7019 | 0 | 5.1317 | 31.0713 | 0 | 153.1376 | 31.0713 | 0 | 0 | 0 | 31.0713
|  |  | 33.2435 | 47.8257 | 14.5821 | 229.2601 | 14.5821 | 0 | 18.2557 | 33.2435 | 0 | 196.0165 | 33.2435 | 0 | 0 | 0 | 33.2435
|  |  | 33.9264 | 55.8296 | 21.9032 | 254.7194 | 21.9032 | 0 | 37.9685 | 33.9264 | 0 | 220.793 | 33.9264 | 0 | 0 | 0 | 33.9264
|  |  | 35.3688 | 53.7991 | 18.4304 | 261.9468 | 18.4304 | 0 | 54.5558 | 35.3688 | 0 | 226.578 | 35.3688 | 0 | 0 | 0 | 35.3688
|  |  | 34.1685 | 44.8275 | 10.659 | 250.4132 | 10.659 | 0 | 64.1489 | 34.1685 | 0 | 216.2447 | 34.1685 | 0 | 0 | 0 | 34.1685
|  |  | 35.1159 | 34.2835 | -0.83239 | 219.1871 | 0 | 0.83239 | 63.224 | 34.2835 | 0 | 4.1729 | 35.1159 | 179.8983 | 0 | 161.9085 | 34.2835
|  |  | 40.4938 | 19.8519 | -20.6419 | 169.9808 | 0 | 20.6419 | 40.2886 | 19.8519 | 0 | 0 | 40.4938 | 129.487 | 0 | 278.4468 | 19.8519
|  |  | 46.2897 | 6.4428 | -39.8468 | 108.0323 | 0 | 36.2597 | 0 | 6.4428 | -3.5871 | 0 | 46.2897 | 61.7426 | 0 | 334.0151 | 6.4428
|  |  | 46.7678 | 0.7595 | -46.0083 | 41.702 | 0 | 0 | 0 | 0.7595 | -46.0083 | 0 | 41.702 | 0 | 5.0658 | 328.3864 | 0.7595
|  |  | 41.1187 | 0 | -41.1187 | 0.55401 | 0 | 0 | 0 | 0 | -41.1187 | 0 | 0.55401 | 0 | 40.5647 | 283.3146 | 0
|  |  | 30.6708 | 0 | -30.6708 | 0 | 0 | 0 | 0 | 0 | -30.6708 | 0 | 0 | 0 | 30.6708 | 249.236 | 0
|  |  | 23.3615 | 0 | -23.3615 | 0 | 0 | 0 | 0 | 0 | -23.3615 | 0 | 0 | 0 | 23.3615 | 223.2787 | 0
|  |  | 23.6941 | 0 | -23.6941 | 0 | 0 | 0 | 0 | 0 | -23.6941 | 0 | 0 | 0 | 23.6941 | 196.9519 | 0
|  |  | 24.2768 | 0 | -24.2768 | 0 | 0 | 0 | 0 | 0 | -24.2768 | 0 | 0 | 0 | 24.2768 | 169.9776 | 0
|  |  | 24.5562 | 0 | -24.5562 | 0 | 0 | 0 | 0 | 0 | -24.5562 | 0 | 0 | 0 | 24.5562 | 142.693 | 0
|  |  | 24.0861 | 0 | -24.0861 | 0 | 0 | 0 | 0 | 0 | -24.0861 | 0 | 0 | 0 | 24.0861 | 115.9307 | 0
|  |  | 22.6294 | 0 | -22.6294 | 0 | 0 | 0 | 0 | 0 | -22.6294 | 0 | 0 | 0 | 22.6294 | 90.7869 | 0
|  |  | 20.8758 | 0 | -20.8758 | 0 | 0 | 0 | 0 | 0 | -20.8758 | 0 | 0 | 0 | 20.8758 | 67.5916 | 0
|  |  | 18.9345 | 0 | -18.9345 | 0 | 0 | 0 | 0 | 0 | -18.9345 | 0 | 0 | 0 | 18.9345 | 46.5533 | 0
|  |  | 15.4144 | 0 | -15.4144 | 0 | 0 | 0 | 0 | 0 | -15.4144 | 0 | 0 | 0 | 15.4144 | 29.4261 | 0
|  |  | 11.7376 | 0 | -11.7376 | 0 | 0 | 0 | 0 | 0 | -11.7376 | 0 | 0 | 0 | 11.7376 | 16.3843 | 0
|  |  | 16.1057 | 1.197 | -14.9088 | 1.3598 | 0 | 0 | 0 | 1.197 | -14.9088 | 0 | 1.3598 | 0 | 14.7459 | 0 | 1.197
|  |  | 19.9504 | 7.7394 | -12.211 | 27.7509 | 0 | 0 | 0 | 7.7394 | -12.211 | 7.8006 | 19.9504 | 0 | 0 | 0 | 7.7394
|  |  | 26.3005 | 20.739 | -5.5616 | 66.9095 | 0 | 0 | 0 | 20.739 | -5.5616 | 40.609 | 26.3005 | 0 | 0 | 0 | 20.739
|  |  | 31.0713 | 34.9494 | 3.8782 | 91.7897 | 3.8782 | 0 | 3.4903 | 31.0713 | 0 | 60.7184 | 31.0713 | 0 | 0 | 0 | 31.0713
|  |  | 33.2435 | 45.8487 | 12.6051 | 113.245 | 12.6051 | 0 | 14.8349 | 33.2435 | 0 | 54.2134 | 33.2435 | 25.788 | 0 | 23.2092 | 33.2435
|  |  | 33.9264 | 52.104 | 18.1776 | 128.6314 | 18.1776 | 0 | 31.1948 | 33.9264 | 0 | 0 | 33.9264 | 94.705 | 0 | 108.4437 | 33.9264
|  |  | 35.3688 | 52.3676 | 16.9988 | 132.0059 | 16.9988 | 0 | 46.4937 | 35.3688 | 0 | 0 | 35.3688 | 96.6371 | 0 | 195.4171 | 35.3688
|  |  | 34.1685 | 45.1426 | 10.974 | 126.919 | 10.974 | 0 | 56.3703 | 34.1685 | 0 | 0 | 34.1685 | 92.7505 | 0 | 278.8925 | 34.1685
|  |  | 35.1159 | 31.2188 | -3.8971 | 95.567 | 0 | 3.8971 | 52.0402 | 31.2188 | 0 | 0 | 35.1159 | 60.4511 | 0 | 333.2985 | 31.2188
|  |  | 40.4938 | 16.6443 | -23.8495 | 75.7737 | 0 | 23.8495 | 25.5407 | 16.6443 | 0 | 0 | 40.4938 | 35.2798 | 0 | 365.0504 | 16.6443
|  |  | 46.2897 | 5.7719 | -40.5178 | 41.5761 | 0 | 22.9867 | 0 | 5.7719 | -17.5311 | 0 | 41.5761 | 0 | 4.7136 | 359.813 | 5.7719
|  |  | 46.7678 | 0.5632 | -46.2046 | 17.7032 | 0 | 0 | 0 | 0.5632 | -46.2046 | 0 | 17.7032 | 0 | 29.0646 | 327.5191 | 0.5632
|  |  | 41.1187 | 0 | -41.1187 | 0.35255 | 0 | 0 | 0 | 0 | -41.1187 | 0 | 0.35255 | 0 | 40.7661 | 282.2234 | 0
|  |  | 30.6708 | 0 | -30.6708 | 0 | 0 | 0 | 0 | 0 | -30.6708 | 0 | 0 | 0 | 30.6708 | 248.1447 | 0
|  |  | 23.3615 | 0 | -23.3615 | 0 | 0 | 0 | 0 | 0 | -23.3615 | 0 | 0 | 0 | 23.3615 | 222.1875 | 0
|  |  | 23.6941 | 0 | -23.6941 | 0 | 0 | 0 | 0 | 0 | -23.6941 | 0 | 0 | 0 | 23.6941 | 195.8607 | 0
|  |  | 24.2768 | 0 | -24.2768 | 0 | 0 | 0 | 0 | 0 | -24.2768 | 0 | 0 | 0 | 24.2768 | 168.8864 | 0
|  |  | 24.5562 | 0 | -24.5562 | 0 | 0 | 0 | 0 | 0 | -24.5562 | 0 | 0 | 0 | 24.5562 | 141.6018 | 0
|  |  | 24.0861 | 0 | -24.0861 | 0 | 0 | 0 | 0 | 0 | -24.0861 | 0 | 0 | 0 | 24.0861 | 114.8395 | 0
|  |  | 22.6294 | 0 | -22.6294 | 0 | 0 | 0 | 0 | 0 | -22.6294 | 0 | 0 | 0 | 22.6294 | 89.6957 | 0
|  |  | 20.8758 | 0 | -20.8758 | 0 | 0 | 0 | 0 | 0 | -20.8758 | 0 | 0 | 0 | 20.8758 | 66.5004 | 0
|  |  | 18.9345 | 0 | -18.9345 | 0 | 0 | 0 | 0 | 0 | -18.9345 | 0 | 0 | 0 | 18.9345 | 45.4621 | 0
|  |  | 15.4144 | 0 | -15.4144 | 0 | 0 | 0 | 0 | 0 | -15.4144 | 0 | 0 | 0 | 15.4144 | 28.3349 | 0
|  |  | 11.7376 | 0 | -11.7376 | 0 | 0 | 0 | 0 | 0 | -11.7376 | 0 | 0 | 0 | 11.7376 | 15.2931 | 0
|  |  | 16.1057 | 1.3036 | -14.8021 | 2.342 | 0 | 0 | 0 | 1.3036 | -14.8021 | 0 | 2.342 | 0 | 13.7638 | 0 | 1.3036
|  |  | 19.9504 | 8.6588 | -11.2916 | 51.926 | 0 | 0 | 0 | 8.6588 | -11.2916 | 31.9756 | 19.9504 | 0 | 0 | 0 | 8.6588
|  |  | 26.3005 | 22.7558 | -3.5447 | 108.0323 | 0 | 0 | 0 | 22.7558 | -3.5447 | 81.7317 | 26.3005 | 0 | 0 | 0 | 22.7558
|  |  | 31.0713 | 36.9763 | 5.905 | 160.6634 | 5.905 | 0 | 5.3145 | 31.0713 | 0 | 129.5921 | 31.0713 | 0 | 0 | 0 | 31.0713
|  |  | 33.2435 | 45.8197 | 12.5762 | 200.2752 | 12.5762 | 0 | 16.6331 | 33.2435 | 0 | 167.0317 | 33.2435 | 0 | 0 | 0 | 33.2435
|  |  | 33.9264 | 50.5348 | 16.6084 | 222.8386 | 16.6084 | 0 | 31.5806 | 33.9264 | 0 | 188.9121 | 33.9264 | 0 | 0 | 0 | 33.9264
|  |  | 35.3688 | 50.0113 | 14.6426 | 228.8572 | 14.6426 | 0 | 44.7589 | 35.3688 | 0 | 193.4884 | 35.3688 | 0 | 0 | 0 | 35.3688
|  |  | 34.1685 | 43.4578 | 9.2892 | 218.5324 | 9.2892 | 0 | 53.1193 | 34.1685 | 0 | 97.7389 | 34.1685 | 86.625 | 0 | 77.9625 | 34.1685
|  |  | 35.1159 | 33.3471 | -1.7688 | 191.6628 | 0 | 1.7688 | 51.1539 | 33.3471 | 0 | 0 | 35.1159 | 156.5469 | 0 | 218.8547 | 33.3471
|  |  | 40.4938 | 19.2768 | -21.2171 | 148.6514 | 0 | 21.2171 | 27.5794 | 19.2768 | 0 | 0 | 40.4938 | 108.1576 | 0 | 316.1965 | 19.2768
|  |  | 46.2897 | 6.0531 | -40.2365 | 94.6353 | 0 | 24.8214 | 0 | 6.0531 | -15.4151 | 0 | 46.2897 | 48.3456 | 0 | 359.7076 | 6.0531
|  |  | 46.7678 | 0.38632 | -46.3814 | 36.4389 | 0 | 0 | 0 | 0.38632 | -46.3814 | 0 | 36.4389 | 0 | 10.3289 | 348.231 | 0.38632
|  |  | 41.1187 | 0 | -41.1187 | 0.57919 | 0 | 0 | 0 | 0 | -41.1187 | 0 | 0.57919 | 0 | 40.5395 | 303.1871 | 0
|  |  | 30.6708 | 0 | -30.6708 | 0 | 0 | 0 | 0 | 0 | -30.6708 | 0 | 0 | 0 | 30.6708 | 269.1085 | 0
|  |  | 23.3615 | 0 | -23.3615 | 0 | 0 | 0 | 0 | 0 | -23.3615 | 0 | 0 | 0 | 23.3615 | 243.1512 | 0
|  |  | 23.6941 | 0 | -23.6941 | 0 | 0 | 0 | 0 | 0 | -23.6941 | 0 | 0 | 0 | 23.6941 | 216.8244 | 0
|  |  | 24.2768 | 0 | -24.2768 | 0 | 0 | 0 | 0 | 0 | -24.2768 | 0 | 0 | 0 | 24.2768 | 189.8502 | 0
|  |  | 24.5562 | 0 | -24.5562 | 0 | 0 | 0 | 0 | 0 | -24.5562 | 0 | 0 | 0 | 24.5562 | 162.5655 | 0
|  |  | 30.2465 | 0 | -30.2465 | 0 | 0 | 0 | 0 | 0 | -30.2465 | 0 | 0 | 0 | 30.2465 | 128.9584 | 0
|  |  | 28.1491 | 0 | -28.1491 | 0 | 0 | 0 | 0 | 0 | -28.1491 | 0 | 0 | 0 | 28.1491 | 97.6816 | 0
|  |  | 25.2107 | 0 | -25.2107 | 0 | 0 | 0 | 0 | 0 | -25.2107 | 0 | 0 | 0 | 25.2107 | 69.6697 | 0
|  |  | 21.4417 | 0 | -21.4417 | 0 | 0 | 0 | 0 | 0 | -21.4417 | 0 | 0 | 0 | 21.4417 | 45.8456 | 0
|  |  | 17.5188 | 0 | -17.5188 | 0 | 0 | 0 | 0 | 0 | -17.5188 | 0 | 0 | 0 | 17.5188 | 26.3802 | 0
|  |  | 14.3414 | 0 | -14.3414 | 0 | 0 | 0 | 0 | 0 | -14.3414 | 0 | 0 | 0 | 14.3414 | 10.4454 | 0
|  |  | 11.6673 | 1.0874 | -10.5799 | 2.2664 | 0 | 0 | 0 | 1.0874 | -10.5799 | 0 | 2.2664 | 0 | 9.4009 | 0 | 1.0874
|  |  | 9.167 | 7.9414 | -1.2255 | 51.1453 | 0 | 0 | 0 | 7.9414 | -1.2255 | 33.0942 | 9.167 | 0 | 0 | 0 | 7.9414
|  |  | 7.1962 | 21.1153 | 13.9191 | 105.8918 | 13.9191 | 0 | 12.5272 | 7.1962 | 0 | 105.8918 | 0 | 0 | 0 | 0 | 7.1962
|  |  | 6.03 | 38.1808 | 32.1508 | 156.9364 | 32.1508 | 0 | 41.4629 | 6.03 | 0 | 150.9064 | 6.03 | 0 | 0 | 0 | 6.03
|  |  | 6.0645 | 54.5152 | 48.4508 | 194.1055 | 48.4508 | 0 | 85.0686 | 6.0645 | 0 | 188.0411 | 6.0645 | 0 | 0 | 0 | 6.0645
|  |  | 6.9622 | 62.1353 | 55.1731 | 217.8273 | 55.1731 | 0 | 134.7244 | 6.9622 | 0 | 210.8651 | 6.9622 | 0 | 0 | 0 | 6.9622
|  |  | 9.2104 | 62.2258 | 53.0154 | 224.9287 | 53.0154 | 0 | 182.4383 | 9.2104 | 0 | 215.7183 | 9.2104 | 0 | 0 | 0 | 9.2104
|  |  | 12.2202 | 54.3125 | 42.0922 | 215.1831 | 42.0922 | 0 | 220.3213 | 12.2202 | 0 | 167.2988 | 12.2202 | 35.6641 | 0 | 32.0977 | 12.2202
|  |  | 15.3949 | 37.9468 | 22.5519 | 188.7417 | 22.5519 | 0 | 240.618 | 15.3949 | 0 | 0 | 15.3949 | 173.3468 | 0 | 188.1098 | 15.3949
|  |  | 18.6761 | 19.4783 | 0.80218 | 147.8959 | 0.80218 | 0 | 241.3399 | 18.6761 | 0 | 0 | 18.6761 | 129.2198 | 0 | 304.4076 | 18.6761
|  |  | 22.1391 | 5.3829 | -16.7563 | 94.459 | 0 | 16.7563 | 222.7218 | 5.3829 | 0 | 0 | 22.1391 | 72.3199 | 0 | 369.4955 | 5.3829
|  |  | 26.0591 | 0.22512 | -25.834 | 36.3885 | 0 | 25.834 | 194.0174 | 0.22512 | 0 | 0 | 26.0591 | 10.3294 | 0 | 378.7919 | 0.22512
|  |  | 29.8278 | 0 | -29.8278 | 0.67992 | 0 | 29.8278 | 160.8754 | 0 | 0 | 0 | 0.67992 | 0 | 29.1479 | 346.4054 | 0
|  |  | 32.3465 | 0 | -32.3465 | 0 | 0 | 32.3465 | 124.9348 | 0 | 0 | 0 | 0 | 0 | 32.3465 | 310.4648 | 0
|  |  | 33.6507 | 0 | -33.6507 | 0 | 0 | 33.6507 | 87.5452 | 0 | 0 | 0 | 0 | 0 | 33.6507 | 273.0752 | 0
|  |  | 34.0882 | 0 | -34.0882 | 0 | 0 | 34.0882 | 49.6694 | 0 | 0 | 0 | 0 | 0 | 34.0882 | 235.1994 | 0
|  |  | 33.501 | 0 | -33.501 | 0 | 0 | 33.501 | 12.4461 | 0 | 0 | 0 | 0 | 0 | 33.501 | 197.9761 | 0
|  |  | 32.1465 | 0 | -32.1465 | 0 | 0 | 11.2015 | 0 | 0 | -20.945 | 0 | 0 | 0 | 32.1465 | 162.2578 | 0
|  |  | 30.2465 | 0 | -30.2465 | 0 | 0 | 0 | 0 | 0 | -30.2465 | 0 | 0 | 0 | 30.2465 | 128.6506 | 0
|  |  | 28.1491 | 0 | -28.1491 | 0 | 0 | 0 | 0 | 0 | -28.1491 | 0 | 0 | 0 | 28.1491 | 97.3738 | 0
|  |  | 25.2107 | 0 | -25.2107 | 0 | 0 | 0 | 0 | 0 | -25.2107 | 0 | 0 | 0 | 25.2107 | 69.3619 | 0
|  |  | 21.4417 | 0 | -21.4417 | 0 | 0 | 0 | 0 | 0 | -21.4417 | 0 | 0 | 0 | 21.4417 | 45.5378 | 0
|  |  | 17.5188 | 0 | -17.5188 | 0 | 0 | 0 | 0 | 0 | -17.5188 | 0 | 0 | 0 | 17.5188 | 26.0725 | 0
|  |  | 14.3414 | 0 | -14.3414 | 0 | 0 | 0 | 0 | 0 | -14.3414 | 0 | 0 | 0 | 14.3414 | 10.1376 | 0
|  |  | 11.6673 | 0.91583 | -10.7514 | 2.5434 | 0 | 0 | 0 | 0.91583 | -10.7514 | 0 | 2.5434 | 0 | 9.1238 | 1.4155e-15 | 0.91583
|  |  | 9.167 | 7.7332 | -1.4338 | 56.6603 | 0 | 0 | 0 | 7.7332 | -1.4338 | 38.6091 | 9.167 | 8.8842 | 0 | 7.9958 | 7.7332
|  |  | 7.1962 | 22.0925 | 14.8962 | 119.591 | 14.8962 | 0 | 13.4066 | 7.1962 | 0 | 119.591 | 0 | 0 | 7.1962 | 0 | 7.1962
|  |  | 6.03 | 39.7401 | 33.7101 | 178.4169 | 33.7101 | 0 | 43.7457 | 6.03 | 0 | 172.3869 | 6.03 | 0 | 0 | 0 | 6.03
|  |  | 6.0645 | 55.5476 | 49.4831 | 222.8889 | 49.4831 | 0 | 88.2805 | 6.0645 | 0 | 216.8245 | 6.0645 | 0 | 0 | 0 | 6.0645
|  |  | 6.9622 | 63.7499 | 56.7877 | 248.4994 | 56.7877 | 0 | 139.3895 | 6.9622 | 0 | 241.5372 | 6.9622 | 0 | 0 | 0 | 6.9622
|  |  | 9.2104 | 62.6672 | 53.4567 | 254.8957 | 53.4567 | 0 | 187.5005 | 9.2104 | 0 | 245.6853 | 9.2104 | 0 | 0 | 0 | 9.2104
|  |  | 12.2202 | 54.899 | 42.6787 | 242.1031 | 42.6787 | 0 | 225.9114 | 12.2202 | 0 | 229.8828 | 12.2202 | 0 | 0 | 0 | 12.2202
|  |  | 15.3949 | 40.5838 | 25.1889 | 210.6503 | 25.1889 | 0 | 248.5814 | 15.3949 | 0 | 29.9225 | 15.3949 | 165.3329 | 0 | 148.7996 | 15.3949
|  |  | 18.6761 | 22.0191 | 3.343 | 161.8721 | 3.343 | 0 | 251.5901 | 18.6761 | 0 | 0 | 18.6761 | 143.196 | 0 | 277.676 | 18.6761
|  |  | 22.1391 | 6.4428 | -15.6963 | 101.4093 | 0 | 15.6963 | 234.1498 | 6.4428 | 0 | 0 | 22.1391 | 79.2702 | 0 | 349.0192 | 6.4428
|  |  | 26.0591 | 0.10852 | -25.9506 | 36.8418 | 0 | 25.9506 | 205.3158 | 0.10852 | 0 | 0 | 26.0591 | 10.7826 | 0 | 358.7235 | 0.10852
|  |  | 29.8278 | 0 | -29.8278 | 0.47846 | 0 | 29.8278 | 172.1737 | 0 | 0 | 0 | 0.47846 | 0 | 29.3494 | 326.1131 | 0
|  |  | 32.3465 | 0 | -32.3465 | 0 | 0 | 32.3465 | 136.2332 | 0 | 0 | 0 | 0 | 0 | 32.3465 | 290.1726 | 0
|  |  | 33.6507 | 0 | -33.6507 | 0 | 0 | 33.6507 | 98.8435 | 0 | 0 | 0 | 0 | 0 | 33.6507 | 252.7829 | 0
|  |  | 34.0882 | 0 | -34.0882 | 0 | 0 | 34.0882 | 60.9678 | 0 | 0 | 0 | 0 | 0 | 34.0882 | 214.9072 | 0
|  |  | 33.501 | 0 | -33.501 | 0 | 0 | 33.501 | 23.7445 | 0 | 0 | 0 | 0 | 0 | 33.501 | 177.6839 | 0
|  |  | 32.1465 | 0 | -32.1465 | 0 | 0 | 21.37 | 0 | 0 | -10.7765 | 0 | 0 | 0 | 32.1465 | 141.9655 | 0
|  |  | 24.0861 | 0 | -24.0861 | 0 | 0 | 0 | 0 | 0 | -24.0861 | 0 | 0 | 0 | 24.0861 | 115.2032 | 0
|  |  | 22.6294 | 0 | -22.6294 | 0 | 0 | 0 | 0 | 0 | -22.6294 | 0 | 0 | 0 | 22.6294 | 90.0594 | 0
|  |  | 20.8758 | 0 | -20.8758 | 0 | 0 | 0 | 0 | 0 | -20.8758 | 0 | 0 | 0 | 20.8758 | 66.8641 | 0
|  |  | 18.9345 | 0 | -18.9345 | 0 | 0 | 0 | 0 | 0 | -18.9345 | 0 | 0 | 0 | 18.9345 | 45.8258 | 0
|  |  | 15.4144 | 0 | -15.4144 | 0 | 0 | 0 | 0 | 0 | -15.4144 | 0 | 0 | 0 | 15.4144 | 28.6987 | 0
|  |  | 11.7376 | 0 | -11.7376 | 0 | 0 | 0 | 0 | 0 | -11.7376 | 0 | 0 | 0 | 11.7376 | 15.6568 | 0
|  |  | 16.1057 | 0.74698 | -15.3588 | 2.0146 | 0 | 0 | 0 | 0.74698 | -15.3588 | 0 | 2.0146 | 0 | 14.0912 | -2.3861e-15 | 0.74698
|  |  | 19.9504 | 6.2373 | -13.7131 | 28.9093 | 0 | 0 | 0 | 6.2373 | -13.7131 | 8.959 | 19.9504 | 0 | -2.1475e-15 | 0 | 6.2373
|  |  | 26.3005 | 18.101 | -8.1995 | 63.7617 | 0 | 0 | 0 | 18.101 | -8.1995 | 37.4612 | 26.3005 | 0 | 0 | 0 | 18.101
|  |  | 31.0713 | 32.2791 | 1.2078 | 91.4371 | 1.2078 | 0 | 1.087 | 31.0713 | 0 | 60.3658 | 31.0713 | 0 | 0 | 0 | 31.0713
|  |  | 33.2435 | 40.2449 | 7.0014 | 106.2947 | 7.0014 | 0 | 7.3882 | 33.2435 | 0 | 26.2822 | 33.2435 | 46.769 | 0 | 42.0921 | 33.2435
|  |  | 33.9264 | 44.6075 | 10.681 | 118.8355 | 10.681 | 0 | 17.0012 | 33.9264 | 0 | 0 | 33.9264 | 84.9091 | 0 | 118.5102 | 33.9264
|  |  | 35.3688 | 44.8553 | 9.4865 | 112.0866 | 9.4865 | 0 | 25.539 | 35.3688 | 0 | 0 | 35.3688 | 76.7178 | 0 | 187.5563 | 35.3688
|  |  | 34.1685 | 36.6434 | 2.4749 | 122.7136 | 2.4749 | 0 | 27.7664 | 34.1685 | 0 | 0 | 34.1685 | 88.545 | 0 | 267.2468 | 34.1685
|  |  | 35.1159 | 28.0242 | -7.0917 | 99.3444 | 0 | 7.0917 | 19.8867 | 28.0242 | 0 | 0 | 35.1159 | 64.2285 | 0 | 325.0524 | 28.0242
|  |  | 40.4938 | 17.2173 | -23.2765 | 78.0653 | 0 | 17.898 | 0 | 17.2173 | -5.3785 | 0 | 40.4938 | 37.5714 | 0 | 358.8667 | 17.2173
|  |  | 46.2897 | 5.2979 | -40.9917 | 45.9578 | 0 | 0 | 0 | 5.2979 | -40.9917 | 0 | 45.9578 | 0 | 0.33189 | 358.498 | 5.2979
|  |  | 46.7678 | 0.28576 | -46.482 | 18.4083 | 0 | 0 | 0 | 0.28576 | -46.482 | 0 | 18.4083 | 0 | 28.3595 | 326.9874 | 0.28576
|  |  | 41.1187 | 0 | -41.1187 | 0.30219 | 0 | 0 | 0 | 0 | -41.1187 | 0 | 0.30219 | 0 | 40.8165 | 281.6358 | 0
|  |  | 30.6708 | 0 | -30.6708 | 0 | 0 | 0 | 0 | 0 | -30.6708 | 0 | 0 | 0 | 30.6708 | 247.5572 | 0
|  |  | 23.3615 | 0 | -23.3615 | 0 | 0 | 0 | 0 | 0 | -23.3615 | 0 | 0 | 0 | 23.3615 | 221.5999 | 0
|  |  | 23.6941 | 0 | -23.6941 | 0 | 0 | 0 | 0 | 0 | -23.6941 | 0 | 0 | 0 | 23.6941 | 195.2731 | 0
|  |  | 24.2768 | 0 | -24.2768 | 0 | 0 | 0 | 0 | 0 | -24.2768 | 0 | 0 | 0 | 24.2768 | 168.2988 | 0
|  |  | 24.5562 | 0 | -24.5562 | 0 | 0 | 0 | 0 | 0 | -24.5562 | 0 | 0 | 0 | 24.5562 | 141.0142 | 0
|  |  | 24.0861 | 0 | -24.0861 | 0 | 0 | 0 | 0 | 0 | -24.0861 | 0 | 0 | 0 | 24.0861 | 114.2519 | 0
|  |  | 22.6294 | 0 | -22.6294 | 0 | 0 | 0 | 0 | 0 | -22.6294 | 0 | 0 | 0 | 22.6294 | 89.1081 | 0
|  |  | 20.8758 | 0 | -20.8758 | 0 | 0 | 0 | 0 | 0 | -20.8758 | 0 | 0 | 0 | 20.8758 | 65.9128 | 0
|  |  | 18.9345 | 0 | -18.9345 | 0 | 0 | 0 | 0 | 0 | -18.9345 | 0 | 0 | 0 | 18.9345 | 44.8745 | 0
|  |  | 15.4144 | 0 | -15.4144 | 0 | 0 | 0 | 0 | 0 | -15.4144 | 0 | 0 | 0 | 15.4144 | 27.7473 | 0
|  |  | 11.7376 | 0 | -11.7376 | 0 | 0 | 0 | 0 | 0 | -11.7376 | 0 | 0 | 0 | 11.7376 | 14.7055 | 0
|  |  | 16.1057 | 0.6512 | -15.4545 | 2.8708 | 0 | 0 | 0 | 0.6512 | -15.4545 | 0 | 2.8708 | 0 | 13.235 | 0 | 0.6512
|  |  | 19.9504 | 5.3176 | -14.6328 | 23.9988 | 0 | 0 | 0 | 5.3176 | -14.6328 | 4.0484 | 19.9504 | 0 | 0 | 0 | 5.3176
|  |  | 26.3005 | 15.1186 | -11.1819 | 45.9578 | 0 | 0 | 0 | 15.1186 | -11.1819 | 19.6573 | 26.3005 | 0 | 0 | 0 | 15.1186
|  |  | 31.0713 | 27.429 | -3.6422 | 52.3037 | 0 | 0 | 0 | 27.429 | -3.6422 | 21.2324 | 31.0713 | 0 | 0 | 0 | 27.429
|  |  | 33.2435 | 40.1632 | 6.9196 | 106.0932 | 6.9196 | 0 | 6.2277 | 33.2435 | 0 | 72.8497 | 33.2435 | 0 | 0 | 0 | 33.2435
|  |  | 33.9264 | 47.5475 | 13.621 | 170.4845 | 13.621 | 0 | 18.4866 | 33.9264 | 0 | 136.5581 | 33.9264 | 0 | 0 | 0 | 33.9264
|  |  | 35.3688 | 46.4644 | 11.0956 | 128.9336 | 11.0956 | 0 | 28.4726 | 35.3688 | 0 | 25.9947 | 35.3688 | 67.5702 | 0 | 60.8132 | 35.3688
|  |  | 34.1685 | 40.9512 | 6.7827 | 123.0661 | 6.7827 | 0 | 34.577 | 34.1685 | 0 | 0 | 34.1685 | 88.8976 | 0 | 140.821 | 34.1685
|  |  | 35.1159 | 30.604 | -4.5119 | 116.9468 | 0 | 4.5119 | 29.5638 | 30.604 | 0 | 0 | 35.1159 | 81.8309 | 0 | 214.4688 | 30.604
|  |  | 40.4938 | 16.5069 | -23.9869 | 125.1059 | 0 | 23.9869 | 2.9116 | 16.5069 | 0 | 0 | 40.4938 | 84.6121 | 0 | 290.6197 | 16.5069
|  |  | 46.2897 | 5.2479 | -41.0417 | 92.7969 | 0 | 2.6205 | 0 | 5.2479 | -38.4213 | 0 | 46.2897 | 46.5073 | 0 | 332.4762 | 5.2479
|  |  | 46.7678 | 0.49709 | -46.2707 | 41.9034 | 0 | 0 | 0 | 0.49709 | -46.2707 | 0 | 41.9034 | 0 | 4.8643 | 327.0714 | 0.49709
|  |  | 41.1187 | 0 | -41.1187 | 1.3095 | 0 | 0 | 0 | 0 | -41.1187 | 0 | 1.3095 | 0 | 39.8092 | 282.8389 | 0
|  |  | 30.6708 | 0 | -30.6708 | 0 | 0 | 0 | 0 | 0 | -30.6708 | 0 | 0 | 0 | 30.6708 | 248.7603 | 0
|  |  | 23.3615 | 0 | -23.3615 | 0 | 0 | 0 | 0 | 0 | -23.3615 | 0 | 0 | 0 | 23.3615 | 222.803 | 0
|  |  | 23.6941 | 0 | -23.6941 | 0 | 0 | 0 | 0 | 0 | -23.6941 | 0 | 0 | 0 | 23.6941 | 196.4762 | 0
|  |  | 24.2768 | 0 | -24.2768 | 0 | 0 | 0 | 0 | 0 | -24.2768 | 0 | 0 | 0 | 24.2768 | 169.502 | 0
|  |  | 24.5562 | 0 | -24.5562 | 0 | 0 | 0 | 0 | 0 | -24.5562 | 0 | 0 | 0 | 24.5562 | 142.2173 | 0
|  |  | 24.0861 | 0 | -24.0861 | 0 | 0 | 0 | 0 | 0 | -24.0861 | 0 | 0 | 0 | 24.0861 | 115.455 | 0
|  |  | 22.6294 | 0 | -22.6294 | 0 | 0 | 0 | 0 | 0 | -22.6294 | 0 | 0 | 0 | 22.6294 | 90.3113 | 0
|  |  | 20.8758 | 0 | -20.8758 | 0 | 0 | 0 | 0 | 0 | -20.8758 | 0 | 0 | 0 | 20.8758 | 67.116 | 0
|  |  | 18.9345 | 0 | -18.9345 | 0 | 0 | 0 | 0 | 0 | -18.9345 | 0 | 0 | 0 | 18.9345 | 46.0776 | 0
|  |  | 15.4144 | 0 | -15.4144 | 0 | 0 | 0 | 0 | 0 | -15.4144 | 0 | 0 | 0 | 15.4144 | 28.9505 | 0
|  |  | 11.7376 | 0 | -11.7376 | 0 | 0 | 0 | 0 | 0 | -11.7376 | 0 | 0 | 0 | 11.7376 | 15.9087 | 0
|  |  | 16.1057 | 0.61396 | -15.4918 | 1.7879 | 0 | 0 | 0 | 0.61396 | -15.4918 | 0 | 1.7879 | 0 | 14.3178 | -5.5563e-15 | 0.61396
|  |  | 19.9504 | 5.6286 | -14.3218 | 55.0738 | 0 | 0 | 0 | 5.6286 | -14.3218 | 35.1234 | 19.9504 | 0 | -5.0007e-15 | 0 | 5.6286
|  |  | 26.3005 | 16.5057 | -9.7948 | 124.6526 | 0 | 0 | 0 | 16.5057 | -9.7948 | 98.3521 | 26.3005 | 0 | 0 | 0 | 16.5057
|  |  | 31.0713 | 29.2061 | -1.8652 | 187.4322 | 0 | 0 | 0 | 29.2061 | -1.8652 | 156.3609 | 31.0713 | 0 | 0 | 0 | 29.2061
|  |  | 33.2435 | 37.3692 | 4.1256 | 235.052 | 4.1256 | 0 | 3.7131 | 33.2435 | 0 | 201.8085 | 33.2435 | 0 | 0 | 0 | 33.2435
|  |  | 33.9264 | 40.4421 | 6.5156 | 152.7057 | 6.5156 | 0 | 9.5772 | 33.9264 | 0 | 118.7793 | 33.9264 | 0 | 0 | 0 | 33.9264
|  |  | 35.3688 | 41.7902 | 6.4214 | 142.7839 | 6.4214 | 0 | 15.3564 | 35.3688 | 0 | 29.989 | 35.3688 | 77.4261 | 0 | 69.6835 | 35.3688
|  |  | 34.1685 | 37.7493 | 3.5808 | 139.5857 | 3.5808 | 0 | 18.5791 | 34.1685 | 0 | 0 | 34.1685 | 105.4172 | 0 | 164.559 | 34.1685
|  |  | 35.1159 | 25.7245 | -9.3914 | 135.8839 | 0 | 9.3914 | 8.1442 | 25.7245 | 0 | 0 | 35.1159 | 100.768 | 0 | 255.2502 | 25.7245
|  |  | 40.4938 | 12.6096 | -27.8842 | 112.5399 | 0 | 7.3298 | 0 | 12.6096 | -20.5545 | 0 | 40.4938 | 72.0461 | 0 | 320.0917 | 12.6096
|  |  | 46.2897 | 3.9361 | -42.3536 | 73.885 | 0 | 0 | 0 | 3.9361 | -42.3536 | 0 | 46.2897 | 27.5953 | 0 | 344.9275 | 3.9361
|  |  | 46.7678 | 0.30391 | -46.4639 | 29.1108 | 0 | 0 | 0 | 0.30391 | -46.4639 | 0 | 29.1108 | 0 | 17.657 | 325.3086 | 0.30391
|  |  | 41.1187 | 0 | -41.1187 | 0.57919 | 0 | 0 | 0 | 0 | -41.1187 | 0 | 0.57919 | 0 | 40.5395 | 280.2647 | 0
|  |  | 30.6708 | 0 | -30.6708 | 0 | 0 | 0 | 0 | 0 | -30.6708 | 0 | 0 | 0 | 30.6708 | 246.1861 | 0
|  |  | 23.3615 | 0 | -23.3615 | 0 | 0 | 0 | 0 | 0 | -23.3615 | 0 | 0 | 0 | 23.3615 | 220.2289 | 0
|  |  | 23.6941 | 0 | -23.6941 | 0 | 0 | 0 | 0 | 0 | -23.6941 | 0 | 0 | 0 | 23.6941 | 193.902 | 0
|  |  | 24.2768 | 0 | -24.2768 | 0 | 0 | 0 | 0 | 0 | -24.2768 | 0 | 0 | 0 | 24.2768 | 166.9278 | 0
|  |  | 24.5562 | 0 | -24.5562 | 0 | 0 | 0 | 0 | 0 | -24.5562 | 0 | 0 | 0 | 24.5562 | 139.6432 | 0
|  |  | 24.0861 | 0 | -24.0861 | 0 | 0 | 0 | 0 | 0 | -24.0861 | 0 | 0 | 0 | 24.0861 | 112.8808 | 0
|  |  | 22.6294 | 0 | -22.6294 | 0 | 0 | 0 | 0 | 0 | -22.6294 | 0 | 0 | 0 | 22.6294 | 87.7371 | 0
|  |  | 20.8758 | 0 | -20.8758 | 0 | 0 | 0 | 0 | 0 | -20.8758 | 0 | 0 | 0 | 20.8758 | 64.5418 | 0
|  |  | 18.9345 | 0 | -18.9345 | 0 | 0 | 0 | 0 | 0 | -18.9345 | 0 | 0 | 0 | 18.9345 | 43.5034 | 0
|  |  | 15.4144 | 0 | -15.4144 | 0 | 0 | 0 | 0 | 0 | -15.4144 | 0 | 0 | 0 | 15.4144 | 26.3763 | 0
|  |  | 11.7376 | 0 | -11.7376 | 0 | 0 | 0 | 0 | 0 | -11.7376 | 0 | 0 | 0 | 11.7376 | 13.3345 | 0
|  |  | 16.1057 | 0.40339 | -15.7024 | 4.1047 | 0 | 0 | 0 | 0.40339 | -15.7024 | 0 | 4.1047 | 0 | 12.001 | 0 | 0.40339
|  |  | 19.9504 | 3.9911 | -15.9593 | 61.8982 | 0 | 0 | 0 | 3.9911 | -15.9593 | 41.9478 | 19.9504 | 0 | 0 | 0 | 3.9911
|  |  | 26.3005 | 12.1481 | -14.1524 | 105.4133 | 0 | 0 | 0 | 12.1481 | -14.1524 | 79.1128 | 26.3005 | 0 | 0 | 0 | 12.1481
|  |  | 31.0713 | 21.4068 | -9.6645 | 198.9154 | 0 | 0 | 0 | 21.4068 | -9.6645 | 167.8441 | 31.0713 | 0 | 0 | 0 | 21.4068
|  |  | 33.2435 | 28.5486 | -4.695 | 210.0459 | 0 | 0 | 0 | 28.5486 | -4.695 | 153.1676 | 33.2435 | 23.6348 | 0 | 21.2713 | 28.5486
|  |  | 33.9264 | 34.8871 | 0.96071 | 28.9597 | 0.96071 | 0 | 0.86464 | 33.9264 | 0 | 0 | 28.9597 | 0 | 4.9667 | 15.7527 | 33.9264
|  |  | 35.3688 | 37.1301 | 1.7613 | 66.9599 | 1.7613 | 0 | 2.4499 | 35.3688 | 0 | 0 | 35.3688 | 31.5911 | 0 | 44.1847 | 35.3688
|  |  | 34.1685 | 31.6191 | -2.5495 | 132.5095 | 0 | 2.2049 | 0 | 31.6191 | -0.34459 | 0 | 34.1685 | 98.341 | 0 | 132.6916 | 31.6191
|  |  | 35.1159 | 22.6005 | -12.5154 | 114.9826 | 0 | 0 | 0 | 22.6005 | -12.5154 | 0 | 35.1159 | 79.8667 | 0 | 204.5716 | 22.6005
|  |  | 40.4938 | 12.2623 | -28.2316 | 134.5241 | 0 | 0 | 0 | 12.2623 | -28.2316 | 0 | 40.4938 | 94.0303 | 0 | 289.1988 | 12.2623
|  |  | 46.2897 | 3.5648 | -42.7249 | 96.2721 | 0 | 0 | 0 | 3.5648 | -42.7249 | 0 | 46.2897 | 49.9824 | 0 | 334.183 | 3.5648
|  |  | 46.7678 | 0.22909 | -46.5387 | 39.5615 | 0 | 0 | 0 | 0.22909 | -46.5387 | 0 | 39.5615 | 0 | 7.2063 | 326.176 | 0.22909
|  |  | 41.1187 | 0 | -41.1187 | 1.0828 | 0 | 0 | 0 | 0 | -41.1187 | 0 | 1.0828 | 0 | 40.0358 | 281.6917 | 0
|  |  | 30.6708 | 0 | -30.6708 | 0 | 0 | 0 | 0 | 0 | -30.6708 | 0 | 0 | 0 | 30.6708 | 247.6131 | 0
|  |  | 23.3615 | 0 | -23.3615 | 0 | 0 | 0 | 0 | 0 | -23.3615 | 0 | 0 | 0 | 23.3615 | 221.6559 | 0
|  |  | 23.6941 | 0 | -23.6941 | 0 | 0 | 0 | 0 | 0 | -23.6941 | 0 | 0 | 0 | 23.6941 | 195.329 | 0
|  |  | 24.2768 | 0 | -24.2768 | 0 | 0 | 0 | 0 | 0 | -24.2768 | 0 | 0 | 0 | 24.2768 | 168.3548 | 0
|  |  | 24.5562 | 0 | -24.5562 | 0 | 0 | 0 | 0 | 0 | -24.5562 | 0 | 0 | 0 | 24.5562 | 141.0702 | 0
|  |  | 24.0861 | 0 | -24.0861 | 0 | 0 | 0 | 0 | 0 | -24.0861 | 0 | 0 | 0 | 24.0861 | 114.3078 | 0
|  |  | 22.6294 | 0 | -22.6294 | 0 | 0 | 0 | 0 | 0 | -22.6294 | 0 | 0 | 0 | 22.6294 | 89.1641 | 0
|  |  | 20.8758 | 0 | -20.8758 | 0 | 0 | 0 | 0 | 0 | -20.8758 | 0 | 0 | 0 | 20.8758 | 65.9688 | 0
|  |  | 18.9345 | 0 | -18.9345 | 0 | 0 | 0 | 0 | 0 | -18.9345 | 0 | 0 | 0 | 18.9345 | 44.9304 | 0
|  |  | 15.4144 | 0 | -15.4144 | 0 | 0 | 0 | 0 | 0 | -15.4144 | 0 | 0 | 0 | 15.4144 | 27.8033 | 0
|  |  | 11.7376 | 0 | -11.7376 | 0 | 0 | 0 | 0 | 0 | -11.7376 | 0 | 0 | 0 | 11.7376 | 14.7615 | 0
|  |  | 16.1057 | 0.27794 | -15.8278 | 2.8204 | 0 | 0 | 0 | 0.27794 | -15.8278 | 0 | 2.8204 | 0 | 13.2853 | 0 | 0.27794
|  |  | 19.9504 | 5.0941 | -14.8563 | 57.0884 | 0 | 0 | 0 | 5.0941 | -14.8563 | 37.138 | 19.9504 | 0 | 0 | 0 | 5.0941
|  |  | 26.3005 | 16.4811 | -9.8194 | 118.4074 | 0 | 0 | 0 | 16.4811 | -9.8194 | 92.1069 | 26.3005 | 0 | 0 | 0 | 16.4811
|  |  | 31.0713 | 29.9534 | -1.1179 | 176.6038 | 0 | 0 | 0 | 29.9534 | -1.1179 | 145.5325 | 31.0713 | 0 | 0 | 0 | 29.9534
|  |  | 33.2435 | 41.1991 | 7.9556 | 219.4893 | 7.9556 | 0 | 7.16 | 33.2435 | 0 | 186.2458 | 33.2435 | 0 | 0 | 0 | 33.2435
|  |  | 33.9264 | 48.0454 | 14.119 | 244.8479 | 14.119 | 0 | 19.8671 | 33.9264 | 0 | 210.9215 | 33.9264 | 0 | 0 | 0 | 33.9264
|  |  | 35.3688 | 46.0021 | 10.6333 | 250.8162 | 10.6333 | 0 | 29.4371 | 35.3688 | 0 | 215.4474 | 35.3688 | 0 | 0 | 0 | 35.3688
|  |  | 34.1685 | 36.5416 | 2.373 | 237.7465 | 2.373 | 0 | 31.5728 | 34.1685 | 0 | 139.4172 | 34.1685 | 64.1608 | 0 | 57.7447 | 34.1685
|  |  | 35.1159 | 25.0139 | -10.102 | 206.042 | 0 | 10.102 | 20.3484 | 25.0139 | 0 | 0 | 35.1159 | 170.9261 | 0 | 211.5782 | 25.0139
|  |  | 40.4938 | 12.5783 | -27.9155 | 157.4148 | 0 | 18.3135 | 0 | 12.5783 | -9.602 | 0 | 40.4938 | 116.921 | 0 | 316.8071 | 12.5783
|  |  | 46.2897 | 3.4587 | -42.8309 | 96.5995 | 0 | 0 | 0 | 3.4587 | -42.8309 | 0 | 46.2897 | 50.3098 | 0 | 362.0859 | 3.4587
|  |  | 46.7678 | 0.22005 | -46.5477 | 33.7443 | 0 | 0 | 0 | 0.22005 | -46.5477 | 0 | 33.7443 | 0 | 13.0234 | 347.6154 | 0.22005
|  |  | 41.1187 | 0 | -41.1187 | 0.45328 | 0 | 0 | 0 | 0 | -41.1187 | 0 | 0.45328 | 0 | 40.6654 | 302.4316 | 0
|  |  | 30.6708 | 0 | -30.6708 | 0 | 0 | 0 | 0 | 0 | -30.6708 | 0 | 0 | 0 | 30.6708 | 268.353 | 0
|  |  | 23.3615 | 0 | -23.3615 | 0 | 0 | 0 | 0 | 0 | -23.3615 | 0 | 0 | 0 | 23.3615 | 242.3958 | 0
|  |  | 23.6941 | 0 | -23.6941 | 0 | 0 | 0 | 0 | 0 | -23.6941 | 0 | 0 | 0 | 23.6941 | 216.069 | 0
|  |  | 24.2768 | 0 | -24.2768 | 0 | 0 | 0 | 0 | 0 | -24.2768 | 0 | 0 | 0 | 24.2768 | 189.0947 | 0
|  |  | 24.5562 | 0 | -24.5562 | 0 | 0 | 0 | 0 | 0 | -24.5562 | 0 | 0 | 0 | 24.5562 | 161.8101 | 0
|  |  | 30.2465 | 0 | -30.2465 | 0 | 0 | 0 | 0 | 0 | -30.2465 | 0 | 0 | 0 | 30.2465 | 128.2029 | 0
|  |  | 28.1491 | 0 | -28.1491 | 0 | 0 | 0 | 0 | 0 | -28.1491 | 0 | 0 | 0 | 28.1491 | 96.9261 | 0
|  |  | 25.2107 | 0 | -25.2107 | 0 | 0 | 0 | 0 | 0 | -25.2107 | 0 | 0 | 0 | 25.2107 | 68.9142 | 0
|  |  | 21.4417 | 0 | -21.4417 | 0 | 0 | 0 | 0 | 0 | -21.4417 | 0 | 0 | 0 | 21.4417 | 45.0902 | 0
|  |  | 17.5188 | 0 | -17.5188 | 0 | 0 | 0 | 0 | 0 | -17.5188 | 0 | 0 | 0 | 17.5188 | 25.6248 | 0
|  |  | 14.3414 | 0 | -14.3414 | 0 | 0 | 0 | 0 | 0 | -14.3414 | 0 | 0 | 0 | 14.3414 | 9.6899 | 0
|  |  | 11.6673 | 0.17949 | -11.4878 | 2.9463 | 0 | 0 | 0 | 0.17949 | -11.4878 | 0 | 2.9463 | 0 | 8.7209 | 0 | 0.17949
|  |  | 9.167 | 5.2395 | -3.9274 | 50.7676 | 0 | 0 | 0 | 5.2395 | -3.9274 | 41.6006 | 9.167 | 0 | 0 | 0 | 5.2395
|  |  | 7.1962 | 16.544 | 9.3478 | 106.3702 | 9.3478 | 0 | 8.413 | 7.1962 | 0 | 91.7296 | 7.1962 | 7.4444 | 0 | 6.7 | 7.1962
|  |  | 6.03 | 27.365 | 21.335 | 157.5408 | 21.335 | 0 | 27.6145 | 6.03 | 0 | 157.5408 | 0 | 0 | 6.03 | 0 | 6.03
|  |  | 6.0645 | 35.4127 | 29.3482 | 195.3143 | 29.3482 | 0 | 54.028 | 6.0645 | 0 | 189.2498 | 6.0645 | 0 | 0 | 0 | 6.0645
|  |  | 6.9622 | 41.7424 | 34.7802 | 217.4496 | 34.7802 | 0 | 85.3302 | 6.9622 | 0 | 210.4874 | 6.9622 | 0 | 0 | 0 | 6.9622
|  |  | 9.2104 | 42.9598 | 33.7494 | 222.6875 | 33.7494 | 0 | 115.7046 | 9.2104 | 0 | 213.4771 | 9.2104 | 0 | 0 | 0 | 9.2104
|  |  | 12.2202 | 36.5483 | 24.328 | 211.5821 | 24.328 | 0 | 137.5998 | 12.2202 | 0 | 139.0175 | 12.2202 | 60.3444 | 0 | 54.3099 | 12.2202
|  |  | 15.3949 | 24.9985 | 9.6036 | 183.6548 | 9.6036 | 0 | 146.2431 | 15.3949 | 0 | 0 | 15.3949 | 168.2599 | 0 | 205.7439 | 15.3949
|  |  | 18.6761 | 12.1087 | -6.5674 | 141.0715 | 0 | 6.5674 | 138.946 | 12.1087 | 0 | 0 | 18.6761 | 122.3954 | 0 | 315.8997 | 12.1087
|  |  | 22.1391 | 3.0842 | -19.055 | 87.0302 | 0 | 19.055 | 117.7738 | 3.0842 | 0 | 0 | 22.1391 | 64.8911 | 0 | 374.3017 | 3.0842
|  |  | 26.0591 | 0.17475 | -25.8844 | 30.9239 | 0 | 25.8844 | 89.0134 | 0.17475 | 0 | 0 | 26.0591 | 4.8648 | 0 | 378.68 | 0.17475
|  |  | 29.8278 | 0 | -29.8278 | 0.52883 | 0 | 29.8278 | 55.8714 | 0 | 0 | 0 | 0.52883 | 0 | 29.299 | 346.1256 | 0
|  |  | 32.3465 | 0 | -32.3465 | 0 | 0 | 32.3465 | 19.9308 | 0 | 0 | 0 | 0 | 0 | 32.3465 | 310.185 | 0
|  |  | 33.6507 | 0 | -33.6507 | 0 | 0 | 17.9378 | 0 | 0 | -15.713 | 0 | 0 | 0 | 33.6507 | 272.7954 | 0
|  |  | 34.0882 | 0 | -34.0882 | 0 | 0 | 0 | 0 | 0 | -34.0882 | 0 | 0 | 0 | 34.0882 | 234.9196 | 0
|  |  | 33.501 | 0 | -33.501 | 0 | 0 | 0 | 0 | 0 | -33.501 | 0 | 0 | 0 | 33.501 | 197.6963 | 0
|  |  | 32.1465 | 0 | -32.1465 | 0 | 0 | 0 | 0 | 0 | -32.1465 | 0 | 0 | 0 | 32.1465 | 161.978 | 0
|  |  | 30.2465 | 0 | -30.2465 | 0 | 0 | 0 | 0 | 0 | -30.2465 | 0 | 0 | 0 | 30.2465 | 128.3708 | 0
|  |  | 28.1491 | 0 | -28.1491 | 0 | 0 | 0 | 0 | 0 | -28.1491 | 0 | 0 | 0 | 28.1491 | 97.094 | 0
|  |  | 25.2107 | 0 | -25.2107 | 0 | 0 | 0 | 0 | 0 | -25.2107 | 0 | 0 | 0 | 25.2107 | 69.0821 | 0
|  |  | 21.4417 | 0 | -21.4417 | 0 | 0 | 0 | 0 | 0 | -21.4417 | 0 | 0 | 0 | 21.4417 | 45.258 | 0
|  |  | 17.5188 | 0 | -17.5188 | 0 | 0 | 0 | 0 | 0 | -17.5188 | 0 | 0 | 0 | 17.5188 | 25.7927 | 0
|  |  | 14.3414 | 0 | -14.3414 | 0 | 0 | 0 | 0 | 0 | -14.3414 | 0 | 0 | 0 | 14.3414 | 9.8578 | 0
|  |  | 11.6673 | 0.10118 | -11.5661 | 2.7952 | 0 | 0 | 0 | 0.10118 | -11.5661 | 0 | 2.7952 | 0 | 8.872 | -2.6544e-15 | 0.10118
|  |  | 9.167 | 3.8302 | -5.3367 | 43.0618 | 0 | 0 | 0 | 3.8302 | -5.3367 | 17.5662 | 9.167 | 8.8842 | 0 | 7.9958 | 3.8302
|  |  | 7.1962 | 13.208 | 6.0118 | 90.4046 | 6.0118 | 0 | 5.4106 | 7.1962 | 0 | 90.4046 | 0 | 0 | 7.1962 | 0 | 7.1962
|  |  | 6.03 | 22.6058 | 16.5758 | 134.4737 | 16.5758 | 0 | 20.3288 | 6.03 | 0 | 134.4737 | 0 | 0 | 0 | 0 | 6.03
|  |  | 6.0645 | 29.3684 | 23.304 | 166.3042 | 23.304 | 0 | 41.3024 | 6.0645 | 0 | 160.2398 | 6.0645 | 0 | 0 | 0 | 6.0645
|  |  | 6.9622 | 32.8812 | 25.919 | 191.2096 | 25.919 | 0 | 64.6295 | 6.9622 | 0 | 184.2474 | 6.9622 | 0 | 0 | 0 | 6.9622
|  |  | 9.2104 | 32.7868 | 23.5764 | 203.4482 | 23.5764 | 0 | 85.8483 | 9.2104 | 0 | 194.2377 | 9.2104 | 0 | 0 | 0 | 9.2104
|  |  | 12.2202 | 30.3523 | 18.1321 | 194.7351 | 18.1321 | 0 | 102.1671 | 12.2202 | 0 | 114.3932 | 12.2202 | 68.1217 | 0 | 61.3095 | 12.2202
|  |  | 15.3949 | 21.3544 | 5.9595 | 176.1253 | 5.9595 | 0 | 107.5306 | 15.3949 | 0 | 0 | 15.3949 | 160.7304 | 0 | 205.9669 | 15.3949
|  |  | 18.6761 | 9.6139 | -9.0622 | 129.815 | 0 | 9.0622 | 97.4616 | 9.6139 | 0 | 0 | 18.6761 | 111.1389 | 0 | 305.9919 | 9.6139
|  |  | 22.1391 | 2.6507 | -19.4884 | 77.4357 | 0 | 19.4884 | 75.8077 | 2.6507 | 0 | 0 | 22.1391 | 55.2966 | 0 | 355.7588 | 2.6507
|  |  | 26.0591 | 0.18611 | -25.873 | 28.6071 | 0 | 25.873 | 47.06 | 0.18611 | 0 | 0 | 26.0591 | 2.548 | 0 | 358.052 | 0.18611
|  |  | 29.8278 | 0 | -29.8278 | 0.57919 | 0 | 29.8278 | 13.9179 | 0 | 0 | 0 | 0.57919 | 0 | 29.2486 | 325.5535 | 0
|  |  | 32.3465 | 0 | -32.3465 | 0 | 0 | 12.5261 | 0 | 0 | -19.8203 | 0 | 0 | 0 | 32.3465 | 289.613 | 0
|  |  | 33.6507 | 0 | -33.6507 | 0 | 0 | 0 | 0 | 0 | -33.6507 | 0 | 0 | 0 | 33.6507 | 252.2233 | 0
|  |  | 34.0882 | 0 | -34.0882 | 0 | 0 | 0 | 0 | 0 | -34.0882 | 0 | 0 | 0 | 34.0882 | 214.3475 | 0
|  |  | 33.501 | 0 | -33.501 | 0 | 0 | 0 | 0 | 0 | -33.501 | 0 | 0 | 0 | 33.501 | 177.1243 | 0
|  |  | 32.1465 | 0 | -32.1465 | 0 | 0 | 0 | 0 | 0 | -32.1465 | 0 | 0 | 0 | 32.1465 | 141.4059 | 0
|  |  | 24.0861 | 0 | -24.0861 | 0 | 0 | 0 | 0 | 0 | -24.0861 | 0 | 0 | 0 | 24.0861 | 114.6436 | 0
|  |  | 22.6294 | 0 | -22.6294 | 0 | 0 | 0 | 0 | 0 | -22.6294 | 0 | 0 | 0 | 22.6294 | 89.4998 | 0
|  |  | 20.8758 | 0 | -20.8758 | 0 | 0 | 0 | 0 | 0 | -20.8758 | 0 | 0 | 0 | 20.8758 | 66.3045 | 0
|  |  | 18.9345 | 0 | -18.9345 | 0 | 0 | 0 | 0 | 0 | -18.9345 | 0 | 0 | 0 | 18.9345 | 45.2662 | 0
|  |  | 15.4144 | 0 | -15.4144 | 0 | 0 | 0 | 0 | 0 | -15.4144 | 0 | 0 | 0 | 15.4144 | 28.1391 | 0
|  |  | 11.7376 | 0 | -11.7376 | 0 | 0 | 0 | 0 | 0 | -11.7376 | 0 | 0 | 0 | 11.7376 | 15.0972 | 0
|  |  | 16.1057 | 0.23197 | -15.8738 | 2.5182 | 0 | 0 | 0 | 0.23197 | -15.8738 | 0 | 2.5182 | 0 | 13.5875 | -2.6478e-15 | 0.23197
|  |  | 19.9504 | 4.3138 | -15.6365 | 43.087 | 0 | 0 | 0 | 4.3138 | -15.6365 | 23.1366 | 19.9504 | 0 | -2.383e-15 | 0 | 4.3138
|  |  | 26.3005 | 14.5762 | -11.7243 | 91.8148 | 0 | 0 | 0 | 14.5762 | -11.7243 | 65.5143 | 26.3005 | 0 | 0 | 0 | 14.5762
|  |  | 31.0713 | 26.458 | -4.6132 | 130.5956 | 0 | 0 | 0 | 26.458 | -4.6132 | 99.5244 | 31.0713 | 0 | 0 | 0 | 26.458
|  |  | 33.2435 | 36.4743 | 3.2308 | 158.7747 | 3.2308 | 0 | 2.9077 | 33.2435 | 0 | 125.5311 | 33.2435 | 0 | 0 | 0 | 33.2435
|  |  | 33.9264 | 42.6904 | 8.764 | 185.2162 | 8.764 | 0 | 10.7953 | 33.9264 | 0 | 151.2897 | 33.9264 | 0 | 0 | 0 | 33.9264
|  |  | 35.3688 | 41.0531 | 5.6843 | 172.8264 | 5.6843 | 0 | 15.9112 | 35.3688 | 0 | 71.5172 | 35.3688 | 65.9405 | 0 | 59.3464 | 35.3688
|  |  | 34.1685 | 34.1208 | -0.047708 | 152.9576 | 0 | 0.047708 | 15.8581 | 34.1208 | 0 | 0 | 34.1685 | 118.789 | 0 | 166.2565 | 34.1208
|  |  | 35.1159 | 24.2869 | -10.829 | 143.8919 | 0 | 10.829 | 3.8259 | 24.2869 | 0 | 0 | 35.1159 | 108.776 | 0 | 264.155 | 24.2869
|  |  | 40.4938 | 11.8804 | -28.6134 | 114.5293 | 0 | 3.4433 | 0 | 11.8804 | -25.1701 | 0 | 40.4938 | 74.0355 | 0 | 330.7869 | 11.8804
|  |  | 46.2897 | 2.9613 | -43.3284 | 68.7478 | 0 | 0 | 0 | 2.9613 | -43.3284 | 0 | 46.2897 | 22.4581 | 0 | 350.9992 | 2.9613
|  |  | 46.7678 | 0.12016 | -46.6476 | 25.2831 | 0 | 0 | 0 | 0.12016 | -46.6476 | 0 | 25.2831 | 0 | 21.4847 | 327.1273 | 0.12016
|  |  | 41.1187 | 0 | -41.1187 | 0.32737 | 0 | 0 | 0 | 0 | -41.1187 | 0 | 0.32737 | 0 | 40.7913 | 281.8036 | 0
|  |  | 30.6708 | 0 | -30.6708 | 0 | 0 | 0 | 0 | 0 | -30.6708 | 0 | 0 | 0 | 30.6708 | 247.725 | 0
|  |  | 23.3615 | 0 | -23.3615 | 0 | 0 | 0 | 0 | 0 | -23.3615 | 0 | 0 | 0 | 23.3615 | 221.7678 | 0
|  |  | 23.6941 | 0 | -23.6941 | 0 | 0 | 0 | 0 | 0 | -23.6941 | 0 | 0 | 0 | 23.6941 | 195.441 | 0
|  |  | 24.2768 | 0 | -24.2768 | 0 | 0 | 0 | 0 | 0 | -24.2768 | 0 | 0 | 0 | 24.2768 | 168.4667 | 0
|  |  | 24.5562 | 0 | -24.5562 | 0 | 0 | 0 | 0 | 0 | -24.5562 | 0 | 0 | 0 | 24.5562 | 141.1821 | 0
|  |  | 24.0861 | 0 | -24.0861 | 0 | 0 | 0 | 0 | 0 | -24.0861 | 0 | 0 | 0 | 24.0861 | 114.4198 | 0
|  |  | 22.6294 | 0 | -22.6294 | 0 | 0 | 0 | 0 | 0 | -22.6294 | 0 | 0 | 0 | 22.6294 | 89.276 | 0
|  |  | 20.8758 | 0 | -20.8758 | 0 | 0 | 0 | 0 | 0 | -20.8758 | 0 | 0 | 0 | 20.8758 | 66.0807 | 0
|  |  | 18.9345 | 0 | -18.9345 | 0 | 0 | 0 | 0 | 0 | -18.9345 | 0 | 0 | 0 | 18.9345 | 45.0423 | 0
|  |  | 15.4144 | 0 | -15.4144 | 0 | 0 | 0 | 0 | 0 | -15.4144 | 0 | 0 | 0 | 15.4144 | 27.9152 | 0
|  |  | 11.7376 | 0 | -11.7376 | 0 | 0 | 0 | 0 | 0 | -11.7376 | 0 | 0 | 0 | 11.7376 | 14.8734 | 0
|  |  | 16.1057 | 0.31415 | -15.7916 | 2.7197 | 0 | 0 | 0 | 0.31415 | -15.7916 | 0 | 2.7197 | 0 | 13.3861 | 0 | 0.31415
|  |  | 19.9504 | 3.943 | -16.0073 | 40.8961 | 0 | 0 | 0 | 3.943 | -16.0073 | 20.9458 | 19.9504 | 0 | 0 | 0 | 3.943
|  |  | 26.3005 | 13.6555 | -12.6451 | 80.6591 | 0 | 0 | 0 | 13.6555 | -12.6451 | 54.3585 | 26.3005 | 0 | 0 | 0 | 13.6555
|  |  | 31.0713 | 26.6921 | -4.3792 | 125.2066 | 0 | 0 | 0 | 26.6921 | -4.3792 | 94.1353 | 31.0713 | 0 | 0 | 0 | 26.6921
|  |  | 33.2435 | 35.389 | 2.1455 | 150.4142 | 2.1455 | 0 | 1.9309 | 33.2435 | 0 | 117.1706 | 33.2435 | 0 | 0 | 0 | 33.2435
|  |  | 33.9264 | 37.7885 | 3.862 | 157.6918 | 3.862 | 0 | 5.4068 | 33.9264 | 0 | 123.7654 | 33.9264 | 0 | 0 | 0 | 33.9264
|  |  | 35.3688 | 37.3676 | 1.9988 | 159.6813 | 1.9988 | 0 | 7.2057 | 35.3688 | 0 | 40.4941 | 35.3688 | 83.8184 | 0 | 75.4365 | 35.3688
|  |  | 34.1685 | 33.0906 | -1.0779 | 147.3923 | 0 | 1.0779 | 6.008 | 33.0906 | 0 | 0 | 34.1685 | 113.2237 | 0 | 177.3379 | 33.0906
|  |  | 35.1159 | 21.9061 | -13.2098 | 139.5354 | 0 | 5.4072 | 0 | 21.9061 | -7.8026 | 0 | 35.1159 | 104.4195 | 0 | 271.3154 | 21.9061
|  |  | 40.4938 | 9.2692 | -31.2246 | 101.1827 | 0 | 0 | 0 | 9.2692 | -31.2246 | 0 | 40.4938 | 60.6888 | 0 | 325.9354 | 9.2692
|  |  | 46.2897 | 2.2054 | -44.0842 | 71.7445 | 0 | 0 | 0 | 2.2054 | -44.0842 | 0 | 46.2897 | 25.4548 | 0 | 348.8447 | 2.2054
|  |  | 46.7678 | 0.054362 | -46.7134 | 26.8696 | 0 | 0 | 0 | 0.054362 | -46.7134 | 0 | 26.8696 | 0 | 19.8982 | 326.7356 | 0.054362
|  |  | 41.1187 | 0 | -41.1187 | 0.37774 | 0 | 0 | 0 | 0 | -41.1187 | 0 | 0.37774 | 0 | 40.7409 | 281.4679 | 0
|  |  | 30.6708 | 0 | -30.6708 | 0 | 0 | 0 | 0 | 0 | -30.6708 | 0 | 0 | 0 | 30.6708 | 247.3893 | 0
|  |  | 23.3615 | 0 | -23.3615 | 0 | 0 | 0 | 0 | 0 | -23.3615 | 0 | 0 | 0 | 23.3615 | 221.432 | 0
|  |  | 23.6941 | 0 | -23.6941 | 0 | 0 | 0 | 0 | 0 | -23.6941 | 0 | 0 | 0 | 23.6941 | 195.1052 | 0
|  |  | 24.2768 | 0 | -24.2768 | 0 | 0 | 0 | 0 | 0 | -24.2768 | 0 | 0 | 0 | 24.2768 | 168.1309 | 0
|  |  | 24.5562 | 0 | -24.5562 | 0 | 0 | 0 | 0 | 0 | -24.5562 | 0 | 0 | 0 | 24.5562 | 140.8463 | 0
|  |  | 24.0861 | 0 | -24.0861 | 0 | 0 | 0 | 0 | 0 | -24.0861 | 0 | 0 | 0 | 24.0861 | 114.084 | 0
|  |  | 22.6294 | 0 | -22.6294 | 0 | 0 | 0 | 0 | 0 | -22.6294 | 0 | 0 | 0 | 22.6294 | 88.9402 | 0
|  |  | 20.8758 | 0 | -20.8758 | 0 | 0 | 0 | 0 | 0 | -20.8758 | 0 | 0 | 0 | 20.8758 | 65.7449 | 0
|  |  | 18.9345 | 0 | -18.9345 | 0 | 0 | 0 | 0 | 0 | -18.9345 | 0 | 0 | 0 | 18.9345 | 44.7066 | 0
|  |  | 15.4144 | 0 | -15.4144 | 0 | 0 | 0 | 0 | 0 | -15.4144 | 0 | 0 | 0 | 15.4144 | 27.5794 | 0
|  |  | 11.7376 | 0 | -11.7376 | 0 | 0 | 0 | 0 | 0 | -11.7376 | 0 | 0 | 0 | 11.7376 | 14.5376 | 0
|  |  | 16.1057 | 0.34912 | -15.7566 | 3.0219 | 0 | 0 | 0 | 0.34912 | -15.7566 | 0 | 3.0219 | 0 | 13.0839 | 0 | 0.34912
|  |  | 19.9504 | 4.2691 | -15.6813 | 48.199 | 0 | 0 | 0 | 4.2691 | -15.6813 | 28.2486 | 19.9504 | 0 | 0 | 0 | 4.2691
|  |  | 26.3005 | 13.5654 | -12.7352 | 101.0064 | 0 | 0 | 0 | 13.5654 | -12.7352 | 74.7059 | 26.3005 | 0 | 0 | 0 | 13.5654
|  |  | 31.0713 | 26.5186 | -4.5527 | 151.9503 | 0 | 0 | 0 | 26.5186 | -4.5527 | 120.879 | 31.0713 | 0 | 0 | 0 | 26.5186
|  |  | 33.2435 | 36.2584 | 3.0148 | 190.7059 | 3.0148 | 0 | 2.7133 | 33.2435 | 0 | 157.4624 | 33.2435 | 0 | 0 | 0 | 33.2435
|  |  | 33.9264 | 40.2985 | 6.372 | 213.5463 | 6.372 | 0 | 8.4482 | 33.9264 | 0 | 179.6199 | 33.9264 | 0 | 0 | 0 | 33.9264
|  |  | 35.3688 | 41.6566 | 6.2878 | 220.0685 | 6.2878 | 0 | 14.1072 | 35.3688 | 0 | 184.6997 | 35.3688 | 0 | 0 | 0 | 35.3688
|  |  | 34.1685 | 36.5415 | 2.3729 | 209.8949 | 2.3729 | 0 | 16.2428 | 34.1685 | 0 | 82.7998 | 34.1685 | 92.9265 | 0 | 83.6338 | 34.1685
|  |  | 35.1159 | 24.0971 | -11.0188 | 182.9246 | 0 | 11.0188 | 3.9997 | 24.0971 | 0 | 0 | 35.1159 | 147.8087 | 0 | 216.6616 | 24.0971
|  |  | 40.4938 | 10.8309 | -29.663 | 140.9456 | 0 | 3.5998 | 0 | 10.8309 | -26.0632 | 0 | 40.4938 | 100.4518 | 0 | 307.0682 | 10.8309
|  |  | 46.2897 | 2.5978 | -43.6918 | 87.6094 | 0 | 0 | 0 | 2.5978 | -43.6918 | 0 | 46.2897 | 41.3197 | 0 | 344.2559 | 2.5978
|  |  | 46.7678 | 0.065818 | -46.702 | 30.4958 | 0 | 0 | 0 | 0.065818 | -46.702 | 0 | 30.4958 | 0 | 16.272 | 326.176 | 0.065818
|  |  | 41.1187 | 0 | -41.1187 | 0.78065 | 0 | 0 | 0 | 0 | -41.1187 | 0 | 0.78065 | 0 | 40.338 | 281.356 | 0
|  |  | 30.6708 | 0 | -30.6708 | 0 | 0 | 0 | 0 | 0 | -30.6708 | 0 | 0 | 0 | 30.6708 | 247.2773 | 0
|  |  | 23.3615 | 0 | -23.3615 | 0 | 0 | 0 | 0 | 0 | -23.3615 | 0 | 0 | 0 | 23.3615 | 221.3201 | 0
|  |  | 23.6941 | 0 | -23.6941 | 0 | 0 | 0 | 0 | 0 | -23.6941 | 0 | 0 | 0 | 23.6941 | 194.9933 | 0
|  |  | 24.2768 | 0 | -24.2768 | 0 | 0 | 0 | 0 | 0 | -24.2768 | 0 | 0 | 0 | 24.2768 | 168.019 | 0
|  |  | 24.5562 | 0 | -24.5562 | 0 | 0 | 0 | 0 | 0 | -24.5562 | 0 | 0 | 0 | 24.5562 | 140.7344 | 0
|  |  | 24.0861 | 0 | -24.0861 | 0 | 0 | 0 | 0 | 0 | -24.0861 | 0 | 0 | 0 | 24.0861 | 113.9721 | 0
|  |  | 22.6294 | 0 | -22.6294 | 0 | 0 | 0 | 0 | 0 | -22.6294 | 0 | 0 | 0 | 22.6294 | 88.8283 | 0
|  |  | 20.8758 | 0 | -20.8758 | 0 | 0 | 0 | 0 | 0 | -20.8758 | 0 | 0 | 0 | 20.8758 | 65.633 | 0
|  |  | 18.9345 | 0 | -18.9345 | 0 | 0 | 0 | 0 | 0 | -18.9345 | 0 | 0 | 0 | 18.9345 | 44.5947 | 0
|  |  | 15.4144 | 0 | -15.4144 | 0 | 0 | 0 | 0 | 0 | -15.4144 | 0 | 0 | 0 | 15.4144 | 27.4675 | 0
|  |  | 11.7376 | 0 | -11.7376 | 0 | 0 | 0 | 0 | 0 | -11.7376 | 0 | 0 | 0 | 11.7376 | 14.4257 | 0
|  |  | 16.1057 | 0.25296 | -15.8528 | 3.1226 | 0 | 0 | 0 | 0.25296 | -15.8528 | 0 | 3.1226 | 0 | 12.9831 | 0 | 0.25296
|  |  | 19.9504 | 3.2679 | -16.6824 | 53.2355 | 0 | 0 | 0 | 3.2679 | -16.6824 | 33.2851 | 19.9504 | 0 | 0 | 0 | 3.2679
|  |  | 26.3005 | 11.4336 | -14.8669 | 109.1151 | 0 | 0 | 0 | 11.4336 | -14.8669 | 82.8146 | 26.3005 | 0 | 0 | 0 | 11.4336
|  |  | 31.0713 | 22.7628 | -8.3085 | 163.1564 | 0 | 0 | 0 | 22.7628 | -8.3085 | 132.0851 | 31.0713 | 0 | 0 | 0 | 22.7628
|  |  | 33.2435 | 31.1313 | -2.1122 | 203.8007 | 0 | 0 | 0 | 31.1313 | -2.1122 | 170.5572 | 33.2435 | 0 | 0 | 0 | 31.1313
|  |  | 33.9264 | 34.7332 | 0.8068 | 227.4218 | 0.8068 | 0 | 0.72612 | 33.9264 | 0 | 193.4953 | 33.9264 | 0 | 0 | 0 | 33.9264
|  |  | 35.3688 | 32.8528 | -2.516 | 233.3144 | 0 | 0.65351 | 0 | 32.8528 | -1.8624 | 197.9457 | 35.3688 | 0 | 0 | 0 | 32.8528
|  |  | 34.1685 | 26.4383 | -7.7302 | 222.9897 | 0 | 0 | 0 | 26.4383 | -7.7302 | 121.1382 | 34.1685 | 67.6829 | 0 | 60.9146 | 26.4383
|  |  | 35.1159 | 18.6182 | -16.4977 | 193.9796 | 0 | 0 | 0 | 18.6182 | -16.4977 | 0 | 35.1159 | 158.8637 | 0 | 203.8919 | 18.6182
|  |  | 40.4938 | 9.2972 | -31.1966 | 149.155 | 0 | 0 | 0 | 9.2972 | -31.1966 | 0 | 40.4938 | 108.6612 | 0 | 301.687 | 9.2972
|  |  | 46.2897 | 2.2656 | -44.0241 | 91.9407 | 0 | 0 | 0 | 2.2656 | -44.0241 | 0 | 46.2897 | 45.6511 | 0 | 342.773 | 2.2656
|  |  | 46.7678 | 0.054953 | -46.7128 | 32.2082 | 0 | 0 | 0 | 0.054953 | -46.7128 | 0 | 32.2082 | 0 | 14.5596 | 326.5957 | 0.054953
|  |  | 41.1187 | 0 | -41.1187 | 0.67992 | 0 | 0 | 0 | 0 | -41.1187 | 0 | 0.67992 | 0 | 40.4388 | 281.6637 | 0
|  |  | 30.6708 | 0 | -30.6708 | 0 | 0 | 0 | 0 | 0 | -30.6708 | 0 | 0 | 0 | 30.6708 | 247.5851 | 0
|  |  | 23.3615 | 0 | -23.3615 | 0 | 0 | 0 | 0 | 0 | -23.3615 | 0 | 0 | 0 | 23.3615 | 221.6279 | 0
|  |  | 23.6941 | 0 | -23.6941 | 0 | 0 | 0 | 0 | 0 | -23.6941 | 0 | 0 | 0 | 23.6941 | 195.3011 | 0
|  |  | 24.2768 | 0 | -24.2768 | 0 | 0 | 0 | 0 | 0 | -24.2768 | 0 | 0 | 0 | 24.2768 | 168.3268 | 0
|  |  | 24.5562 | 0 | -24.5562 | 0 | 0 | 0 | 0 | 0 | -24.5562 | 0 | 0 | 0 | 24.5562 | 141.0422 | 0
|  |  | 24.0861 | 0 | -24.0861 | 0 | 0 | 0 | 0 | 0 | -24.0861 | 0 | 0 | 0 | 24.0861 | 114.2799 | 0
|  |  | 22.6294 | 0 | -22.6294 | 0 | 0 | 0 | 0 | 0 | -22.6294 | 0 | 0 | 0 | 22.6294 | 89.1361 | 0
|  |  | 20.8758 | 0 | -20.8758 | 0 | 0 | 0 | 0 | 0 | -20.8758 | 0 | 0 | 0 | 20.8758 | 65.9408 | 0
|  |  | 18.9345 | 0 | -18.9345 | 0 | 0 | 0 | 0 | 0 | -18.9345 | 0 | 0 | 0 | 18.9345 | 44.9024 | 0
|  |  | 15.4144 | 0 | -15.4144 | 0 | 0 | 0 | 0 | 0 | -15.4144 | 0 | 0 | 0 | 15.4144 | 27.7753 | 0
|  |  | 11.7376 | 0 | -11.7376 | 0 | 0 | 0 | 0 | 0 | -11.7376 | 0 | 0 | 0 | 11.7376 | 14.7335 | 0
|  |  | 16.1057 | 0.18785 | -15.9179 | 2.8456 | 0 | 0 | 0 | 0.18785 | -15.9179 | 0 | 2.8456 | 0 | 13.2601 | 0 | 0.18785
|  |  | 19.9504 | 3.1318 | -16.8185 | 57.2143 | 0 | 0 | 0 | 3.1318 | -16.8185 | 37.2639 | 19.9504 | 0 | 0 | 0 | 3.1318
|  |  | 26.3005 | 11.922 | -14.3785 | 116.6446 | 0 | 0 | 0 | 11.922 | -14.3785 | 90.3441 | 26.3005 | 0 | 0 | 0 | 11.922
|  |  | 31.0713 | 22.528 | -8.5433 | 191.1844 | 0 | 0 | 0 | 22.528 | -8.5433 | 160.1131 | 31.0713 | 0 | 0 | 0 | 22.528
|  |  | 33.2435 | 31.836 | -1.4075 | 232.5086 | 0 | 0 | 0 | 31.836 | -1.4075 | 199.2651 | 33.2435 | 0 | 0 | 0 | 31.836
|  |  | 33.9264 | 37.8579 | 3.9315 | 131.9051 | 3.9315 | 0 | 3.5384 | 33.9264 | 0 | 77.9145 | 33.9264 | 20.0642 | 0 | 18.0578 | 33.9264
|  |  | 35.3688 | 36.3281 | 0.95934 | 138.4274 | 0.95934 | 0 | 4.4018 | 35.3688 | 0 | 0 | 35.3688 | 103.0586 | 0 | 110.8105 | 35.3688
|  |  | 34.1685 | 31.1349 | -3.0337 | 144.7481 | 0 | 3.0337 | 1.031 | 31.1349 | 0 | 0 | 34.1685 | 110.5796 | 0 | 210.3321 | 31.1349
|  |  | 35.1159 | 22.9144 | -12.2015 | 129.2106 | 0 | 0.92792 | 0 | 22.9144 | -11.2736 | 0 | 35.1159 | 94.0947 | 0 | 295.0174 | 22.9144
|  |  | 40.4938 | 11.1464 | -29.3475 | 100.2257 | 0 | 0 | 0 | 11.1464 | -29.3475 | 0 | 40.4938 | 59.7319 | 0 | 348.7761 | 11.1464
|  |  | 46.2897 | 2.6217 | -43.668 | 70.0321 | 0 | 0 | 0 | 2.6217 | -43.668 | 0 | 46.2897 | 23.7424 | 0 | 370.1442 | 2.6217
|  |  | 46.7678 | 0.010981 | -46.7568 | 25.8371 | 0 | 0 | 0 | 0.010981 | -46.7568 | 0 | 25.8371 | 0 | 20.9307 | 346.8879 | 0.010981
|  |  | 41.1187 | 0 | -41.1187 | 0.65474 | 0 | 0 | 0 | 0 | -41.1187 | 0 | 0.65474 | 0 | 40.4639 | 301.928 | 0
|  |  | 30.6708 | 0 | -30.6708 | 0 | 0 | 0 | 0 | 0 | -30.6708 | 0 | 0 | 0 | 30.6708 | 267.8494 | 0
|  |  | 23.3615 | 0 | -23.3615 | 0 | 0 | 0 | 0 | 0 | -23.3615 | 0 | 0 | 0 | 23.3615 | 241.8921 | 0
|  |  | 23.6941 | 0 | -23.6941 | 0 | 0 | 0 | 0 | 0 | -23.6941 | 0 | 0 | 0 | 23.6941 | 215.5653 | 0
|  |  | 24.2768 | 0 | -24.2768 | 0 | 0 | 0 | 0 | 0 | -24.2768 | 0 | 0 | 0 | 24.2768 | 188.591 | 0
|  |  | 24.5562 | 0 | -24.5562 | 0 | 0 | 0 | 0 | 0 | -24.5562 | 0 | 0 | 0 | 24.5562 | 161.3064 | 0
|  |  | 30.2465 | 0 | -30.2465 | 0 | 0 | 0 | 0 | 0 | -30.2465 | 0 | 0 | 0 | 30.2465 | 127.6992 | 0
|  |  | 28.1491 | 0 | -28.1491 | 0 | 0 | 0 | 0 | 0 | -28.1491 | 0 | 0 | 0 | 28.1491 | 96.4225 | 0
|  |  | 25.2107 | 0 | -25.2107 | 0 | 0 | 0 | 0 | 0 | -25.2107 | 0 | 0 | 0 | 25.2107 | 68.4106 | 0
|  |  | 21.4417 | 0 | -21.4417 | 0 | 0 | 0 | 0 | 0 | -21.4417 | 0 | 0 | 0 | 21.4417 | 44.5865 | 0
|  |  | 17.5188 | 0 | -17.5188 | 0 | 0 | 0 | 0 | 0 | -17.5188 | 0 | 0 | 0 | 17.5188 | 25.1211 | 0
|  |  | 14.3414 | 0 | -14.3414 | 0 | 0 | 0 | 0 | 0 | -14.3414 | 0 | 0 | 0 | 14.3414 | 9.1863 | 0
|  |  | 11.6673 | 0.2433 | -11.424 | 3.3996 | 0 | 0 | 0 | 0.2433 | -11.424 | 0 | 3.3996 | 0 | 8.2676 | 1.3412e-15 | 0.2433
|  |  | 9.167 | 3.4765 | -5.6905 | 43.2633 | 0 | 0 | 0 | 3.4765 | -5.6905 | 17.7676 | 9.167 | 0 | 1.207e-15 | 0 | 3.4765
|  |  | 7.1962 | 12.8066 | 5.6103 | 94.6353 | 5.6103 | 0 | 5.0493 | 7.1962 | 0 | 94.6353 | 0 | 0 | 0 | 0 | 7.1962
|  |  | 6.03 | 25.2222 | 19.1922 | 144.3956 | 19.1922 | 0 | 22.3222 | 6.03 | 0 | 144.3956 | 0 | 0 | 0 | 0 | 6.03
|  |  | 6.0645 | 33.844 | 27.7795 | 177.5355 | 27.7795 | 0 | 47.3238 | 6.0645 | 0 | 171.4711 | 6.0645 | 0 | 0 | 0 | 6.0645
|  |  | 6.9622 | 37.3854 | 30.4232 | 196.3719 | 30.4232 | 0 | 74.7047 | 6.9622 | 0 | 189.4097 | 6.9622 | 0 | 0 | 0 | 6.9622
|  |  | 9.2104 | 36.5126 | 27.3021 | 202.592 | 27.3021 | 0 | 99.2766 | 9.2104 | 0 | 193.3815 | 9.2104 | 0 | 0 | 0 | 9.2104
|  |  | 12.2202 | 31.0475 | 18.8273 | 184.9643 | 18.8273 | 0 | 116.2212 | 12.2202 | 0 | 57.3048 | 12.2202 | 115.4393 | 0 | 103.8954 | 12.2202
|  |  | 15.3949 | 21.6273 | 6.2324 | 158.4473 | 6.2324 | 0 | 121.8303 | 15.3949 | 0 | 0 | 15.3949 | 143.0524 | 0 | 232.6425 | 15.3949
|  |  | 18.6761 | 10.0479 | -8.6282 | 122.4366 | 0 | 8.6282 | 112.2433 | 10.0479 | 0 | 0 | 18.6761 | 103.7605 | 0 | 326.027 | 10.0479
|  |  | 22.1391 | 2.1673 | -19.9718 | 79.8029 | 0 | 19.9718 | 90.0524 | 2.1673 | 0 | 0 | 22.1391 | 57.6637 | 0 | 377.9243 | 2.1673
|  |  | 26.0591 | 0.021618 | -26.0375 | 26.2148 | 0 | 26.0375 | 61.1219 | 0.021618 | 0 | 0 | 26.0591 | 0.15569 | 0 | 378.0644 | 0.021618
|  |  | 29.8278 | 0 | -29.8278 | 0.67992 | 0 | 29.8278 | 27.9798 | 0 | 0 | 0 | 0.67992 | 0 | 29.1479 | 345.6779 | 0
|  |  | 32.3465 | 0 | -32.3465 | 0 | 0 | 25.1818 | 0 | 0 | -7.1646 | 0 | 0 | 0 | 32.3465 | 309.7373 | 0
|  |  | 33.6507 | 0 | -33.6507 | 0 | 0 | 0 | 0 | 0 | -33.6507 | 0 | 0 | 0 | 33.6507 | 272.3477 | 0
|  |  | 34.0882 | 0 | -34.0882 | 0 | 0 | 0 | 0 | 0 | -34.0882 | 0 | 0 | 0 | 34.0882 | 234.4719 | 0
|  |  | 33.501 | 0 | -33.501 | 0 | 0 | 0 | 0 | 0 | -33.501 | 0 | 0 | 0 | 33.501 | 197.2486 | 0
|  |  | 32.1465 | 0 | -32.1465 | 0 | 0 | 0 | 0 | 0 | -32.1465 | 0 | 0 | 0 | 32.1465 | 161.5303 | 0
|  |  | 30.2465 | 0 | -30.2465 | 0 | 0 | 0 | 0 | 0 | -30.2465 | 0 | 0 | 0 | 30.2465 | 127.9231 | 0
|  |  | 28.1491 | 0 | -28.1491 | 0 | 0 | 0 | 0 | 0 | -28.1491 | 0 | 0 | 0 | 28.1491 | 96.6463 | 0
|  |  | 25.2107 | 0 | -25.2107 | 0 | 0 | 0 | 0 | 0 | -25.2107 | 0 | 0 | 0 | 25.2107 | 68.6344 | 0
|  |  | 21.4417 | 0 | -21.4417 | 0 | 0 | 0 | 0 | 0 | -21.4417 | 0 | 0 | 0 | 21.4417 | 44.8103 | 0
|  |  | 17.5188 | 0 | -17.5188 | 0 | 0 | 0 | 0 | 0 | -17.5188 | 0 | 0 | 0 | 17.5188 | 25.345 | 0
|  |  | 14.3414 | 0 | -14.3414 | 0 | 0 | 0 | 0 | 0 | -14.3414 | 0 | 0 | 0 | 14.3414 | 9.4101 | 0
|  |  | 11.6673 | 0.24349 | -11.4238 | 3.1982 | 0 | 0 | 0 | 0.24349 | -11.4238 | 0 | 3.1982 | 0 | 8.4691 | -2.7199e-15 | 0.24349
|  |  | 9.167 | 3.194 | -5.9729 | 46.8895 | 0 | 0 | 0 | 3.194 | -5.9729 | 37.7226 | 9.167 | 0 | -2.4479e-15 | 0 | 3.194
|  |  | 7.1962 | 11.5544 | 4.3582 | 100.0746 | 4.3582 | 0 | 3.9224 | 7.1962 | 0 | 92.8784 | 7.1962 | 0 | 0 | 0 | 7.1962
|  |  | 6.03 | 23.2286 | 17.1986 | 151.5977 | 17.1986 | 0 | 19.4011 | 6.03 | 0 | 145.5677 | 6.03 | 0 | 0 | 0 | 6.03
|  |  | 6.0645 | 32.0618 | 25.9973 | 189.6986 | 25.9973 | 0 | 42.7987 | 6.0645 | 0 | 183.6341 | 6.0645 | 0 | 0 | 0 | 6.0645
|  |  | 6.9622 | 36.2999 | 29.3377 | 212.8412 | 29.3377 | 0 | 69.2026 | 6.9622 | 0 | 205.879 | 6.9622 | 0 | 0 | 0 | 6.9622
|  |  | 9.2104 | 36.8165 | 27.6061 | 219.6656 | 27.6061 | 0 | 94.048 | 9.2104 | 0 | 210.4552 | 9.2104 | 0 | 0 | 0 | 9.2104
|  |  | 12.2202 | 32.284 | 20.0638 | 209.366 | 20.0638 | 0 | 112.1054 | 12.2202 | 0 | 145.8823 | 12.2202 | 51.2635 | 0 | 46.1371 | 12.2202
|  |  | 15.3949 | 21.8019 | 6.4069 | 180.5574 | 6.4069 | 0 | 117.8717 | 15.3949 | 0 | 0 | 15.3949 | 165.1625 | 0 | 194.7834 | 15.3949
|  |  | 18.6761 | 9.4747 | -9.2014 | 136.4883 | 0 | 9.2014 | 107.6478 | 9.4747 | 0 | 0 | 18.6761 | 117.8122 | 0 | 300.8144 | 9.4747
|  |  | 22.1391 | 2.003 | -20.1361 | 83.5047 | 0 | 20.1361 | 85.2744 | 2.003 | 0 | 0 | 22.1391 | 61.3655 | 0 | 356.0434 | 2.003
|  |  | 26.0591 | 0 | -26.0591 | 27.1718 | 0 | 26.0591 | 56.3198 | 0 | 0 | 0 | 26.0591 | 1.1126 | 0 | 357.0447 | 0
|  |  | 29.8278 | 0 | -29.8278 | 0.65474 | 0 | 29.8278 | 23.1778 | 0 | 0 | 0 | 0.65474 | 0 | 29.1731 | 324.6302 | 0
|  |  | 32.3465 | 0 | -32.3465 | 0 | 0 | 20.86 | 0 | 0 | -11.4865 | 0 | 0 | 0 | 32.3465 | 288.6896 | 0
|  |  | 33.6507 | 0 | -33.6507 | 0 | 0 | 0 | 0 | 0 | -33.6507 | 0 | 0 | 0 | 33.6507 | 251.3 | 0
|  |  | 34.0882 | 0 | -34.0882 | 0 | 0 | 0 | 0 | 0 | -34.0882 | 0 | 0 | 0 | 34.0882 | 213.4242 | 0
|  |  | 33.501 | 0 | -33.501 | 0 | 0 | 0 | 0 | 0 | -33.501 | 0 | 0 | 0 | 33.501 | 176.2009 | 0
|  |  | 32.1465 | 0 | -32.1465 | 0 | 0 | 0 | 0 | 0 | -32.1465 | 0 | 0 | 0 | 32.1465 | 140.4826 | 0
|  |  | 24.0861 | 0 | -24.0861 | 0 | 0 | 0 | 0 | 0 | -24.0861 | 0 | 0 | 0 | 24.0861 | 113.7202 | 0
|  |  | 22.6294 | 0 | -22.6294 | 0 | 0 | 0 | 0 | 0 | -22.6294 | 0 | 0 | 0 | 22.6294 | 88.5765 | 0
|  |  | 20.8758 | 0 | -20.8758 | 0 | 0 | 0 | 0 | 0 | -20.8758 | 0 | 0 | 0 | 20.8758 | 65.3812 | 0
|  |  | 18.9345 | 0 | -18.9345 | 0 | 0 | 0 | 0 | 0 | -18.9345 | 0 | 0 | 0 | 18.9345 | 44.3428 | 0
|  |  | 15.4144 | 0 | -15.4144 | 0 | 0 | 0 | 0 | 0 | -15.4144 | 0 | 0 | 0 | 15.4144 | 27.2157 | 0
|  |  | 11.7376 | 0 | -11.7376 | 0 | 0 | 0 | 0 | 0 | -11.7376 | 0 | 0 | 0 | 11.7376 | 14.1739 | 0
|  |  | 16.1057 | 0.13176 | -15.974 | 3.3493 | 0 | 0 | 0 | 0.13176 | -15.974 | 0 | 3.3493 | 0 | 12.7565 | 0 | 0.13176
|  |  | 19.9504 | 3.1245 | -16.8258 | 50.3395 | 0 | 0 | 0 | 3.1245 | -16.8258 | 30.3891 | 19.9504 | 0 | 0 | 0 | 3.1245
|  |  | 26.3005 | 10.4306 | -15.8699 | 107.6797 | 0 | 0 | 0 | 10.4306 | -15.8699 | 81.3792 | 26.3005 | 0 | 0 | 0 | 10.4306
|  |  | 31.0713 | 19.4047 | -11.6666 | 161.998 | 0 | 0 | 0 | 19.4047 | -11.6666 | 130.9267 | 31.0713 | 0 | 0 | 0 | 19.4047
|  |  | 33.2435 | 24.4141 | -8.8295 | 203.0956 | 0 | 0 | 0 | 24.4141 | -8.8295 | 169.8521 | 33.2435 | 0 | 0 | 0 | 24.4141
|  |  | 33.9264 | 26.49 | -7.4364 | 226.8929 | 0 | 0 | 0 | 26.49 | -7.4364 | 192.9665 | 33.9264 | 0 | 0 | 0 | 26.49
|  |  | 35.3688 | 25.6655 | -9.7033 | 231.8035 | 0 | 0 | 0 | 25.6655 | -9.7033 | 196.4347 | 35.3688 | 0 | 0 | 0 | 25.6655
|  |  | 34.1685 | 21.1847 | -12.9839 | 220.1189 | 0 | 0 | 0 | 21.1847 | -12.9839 | 103.2149 | 34.1685 | 82.7354 | 0 | 74.4619 | 21.1847
|  |  | 35.1159 | 14.9811 | -20.1348 | 190.5044 | 0 | 0 | 0 | 14.9811 | -20.1348 | 0 | 35.1159 | 155.3885 | 0 | 214.3116 | 14.9811
|  |  | 40.4938 | 7.0968 | -33.397 | 145.1762 | 0 | 0 | 0 | 7.0968 | -33.397 | 0 | 40.4938 | 104.6824 | 0 | 308.5257 | 7.0968
|  |  | 46.2897 | 1.6777 | -44.612 | 87.8864 | 0 | 0 | 0 | 1.6777 | -44.612 | 0 | 46.2897 | 41.5967 | 0 | 345.9627 | 1.6777
|  |  | 46.7678 | 0 | -46.7678 | 28.5064 | 0 | 0 | 0 | 0 | -46.7678 | 0 | 28.5064 | 0 | 18.2614 | 325.6723 | 0
|  |  | 41.1187 | 0 | -41.1187 | 0.62956 | 0 | 0 | 0 | 0 | -41.1187 | 0 | 0.62956 | 0 | 40.4891 | 280.6844 | 0
|  |  | 30.6708 | 0 | -30.6708 | 0 | 0 | 0 | 0 | 0 | -30.6708 | 0 | 0 | 0 | 30.6708 | 246.6058 | 0
|  |  | 23.3615 | 0 | -23.3615 | 0 | 0 | 0 | 0 | 0 | -23.3615 | 0 | 0 | 0 | 23.3615 | 220.6486 | 0
|  |  | 23.6941 | 0 | -23.6941 | 0 | 0 | 0 | 0 | 0 | -23.6941 | 0 | 0 | 0 | 23.6941 | 194.3218 | 0
|  |  | 24.2768 | 0 | -24.2768 | 0 | 0 | 0 | 0 | 0 | -24.2768 | 0 | 0 | 0 | 24.2768 | 167.3475 | 0
|  |  | 24.5562 | 0 | -24.5562 | 0 | 0 | 0 | 0 | 0 | -24.5562 | 0 | 0 | 0 | 24.5562 | 140.0629 | 0
|  |  | 24.0861 | 0 | -24.0861 | 0 | 0 | 0 | 0 | 0 | -24.0861 | 0 | 0 | 0 | 24.0861 | 113.3005 | 0
|  |  | 22.6294 | 0 | -22.6294 | 0 | 0 | 0 | 0 | 0 | -22.6294 | 0 | 0 | 0 | 22.6294 | 88.1568 | 0
|  |  | 20.8758 | 0 | -20.8758 | 0 | 0 | 0 | 0 | 0 | -20.8758 | 0 | 0 | 0 | 20.8758 | 64.9615 | 0
|  |  | 18.9345 | 0 | -18.9345 | 0 | 0 | 0 | 0 | 0 | -18.9345 | 0 | 0 | 0 | 18.9345 | 43.9231 | 0
|  |  | 15.4144 | 0 | -15.4144 | 0 | 0 | 0 | 0 | 0 | -15.4144 | 0 | 0 | 0 | 15.4144 | 26.796 | 0
|  |  | 11.7376 | 0 | -11.7376 | 0 | 0 | 0 | 0 | 0 | -11.7376 | 0 | 0 | 0 | 11.7376 | 13.7542 | 0
|  |  | 16.1057 | 0.10963 | -15.9961 | 3.727 | 0 | 0 | 0 | 0.10963 | -15.9961 | 0 | 3.727 | 0 | 12.3788 | 0 | 0.10963
|  |  | 19.9504 | 2.7818 | -17.1686 | 59.0778 | 0 | 0 | 0 | 2.7818 | -17.1686 | 39.1274 | 19.9504 | 0 | 0 | 0 | 2.7818
|  |  | 26.3005 | 10.5036 | -15.797 | 112.3636 | 0 | 0 | 0 | 10.5036 | -15.797 | 86.0631 | 26.3005 | 0 | 0 | 0 | 10.5036
|  |  | 31.0713 | 19.4467 | -11.6246 | 170.3334 | 0 | 0 | 0 | 19.4467 | -11.6246 | 139.2621 | 31.0713 | 0 | 0 | 0 | 19.4467
|  |  | 33.2435 | 25.1065 | -8.137 | 215.5105 | 0 | 0 | 0 | 25.1065 | -8.137 | 182.267 | 33.2435 | 0 | 0 | 0 | 25.1065
|  |  | 33.9264 | 27.7114 | -6.215 | 139.1073 | 0 | 0 | 0 | 27.7114 | -6.215 | 81.9751 | 33.9264 | 23.2057 | 0 | 20.8852 | 27.7114
|  |  | 35.3688 | 27.3929 | -7.9759 | 173.0027 | 0 | 0 | 0 | 27.3929 | -7.9759 | 0 | 35.3688 | 137.6339 | 0 | 144.7557 | 27.3929
|  |  | 34.1685 | 23.1219 | -11.0466 | 147.5685 | 0 | 0 | 0 | 23.1219 | -11.0466 | 0 | 34.1685 | 113.4 | 0 | 246.8157 | 23.1219
|  |  | 35.1159 | 15.6923 | -19.4236 | 105.7155 | 0 | 0 | 0 | 15.6923 | -19.4236 | 0 | 35.1159 | 70.5996 | 0 | 310.3553 | 15.6923
|  |  | 40.4938 | 7.1217 | -33.3721 | 74.9427 | 0 | 0 | 0 | 7.1217 | -33.3721 | 0 | 40.4938 | 34.4488 | 0 | 341.3593 | 7.1217
|  |  | 46.2897 | 1.3896 | -44.9 | 56.5344 | 0 | 0 | 0 | 1.3896 | -44.9 | 0 | 46.2897 | 10.2447 | 0 | 350.5795 | 1.3896
|  |  | 46.7678 | 0.011093 | -46.7567 | 24.2002 | 0 | 0 | 0 | 0.011093 | -46.7567 | 0 | 24.2002 | 0 | 22.5675 | 325.5045 | 0.011093
|  |  | 41.1187 | 0 | -41.1187 | 0.67992 | 0 | 0 | 0 | 0 | -41.1187 | 0 | 0.67992 | 0 | 40.4388 | 280.5725 | 0
|  |  | 30.6708 | 0 | -30.6708 | 0 | 0 | 0 | 0 | 0 | -30.6708 | 0 | 0 | 0 | 30.6708 | 246.4939 | 0
|  |  | 23.3615 | 0 | -23.3615 | 0 | 0 | 0 | 0 | 0 | -23.3615 | 0 | 0 | 0 | 23.3615 | 220.5366 | 0
|  |  | 23.6941 | 0 | -23.6941 | 0 | 0 | 0 | 0 | 0 | -23.6941 | 0 | 0 | 0 | 23.6941 | 194.2098 | 0
|  |  | 24.2768 | 0 | -24.2768 | 0 | 0 | 0 | 0 | 0 | -24.2768 | 0 | 0 | 0 | 24.2768 | 167.2356 | 0
|  |  | 24.5562 | 0 | -24.5562 | 0 | 0 | 0 | 0 | 0 | -24.5562 | 0 | 0 | 0 | 24.5562 | 139.9509 | 0
|  |  | 24.0861 | 0 | -24.0861 | 0 | 0 | 0 | 0 | 0 | -24.0861 | 0 | 0 | 0 | 24.0861 | 113.1886 | 0
|  |  | 22.6294 | 0 | -22.6294 | 0 | 0 | 0 | 0 | 0 | -22.6294 | 0 | 0 | 0 | 22.6294 | 88.0449 | 0
|  |  | 20.8758 | 0 | -20.8758 | 0 | 0 | 0 | 0 | 0 | -20.8758 | 0 | 0 | 0 | 20.8758 | 64.8496 | 0
|  |  | 18.9345 | 0 | -18.9345 | 0 | 0 | 0 | 0 | 0 | -18.9345 | 0 | 0 | 0 | 18.9345 | 43.8112 | 0
|  |  | 15.4144 | 0 | -15.4144 | 0 | 0 | 0 | 0 | 0 | -15.4144 | 0 | 0 | 0 | 15.4144 | 26.6841 | 0
|  |  | 11.7376 | 0 | -11.7376 | 0 | 0 | 0 | 0 | 0 | -11.7376 | 0 | 0 | 0 | 11.7376 | 13.6423 | 0
|  |  | 16.1057 | 0.099356 | -16.0064 | 3.8277 | 0 | 0 | 0 | 0.099356 | -16.0064 | 0 | 3.8277 | 0 | 12.278 | 0 | 0.099356
|  |  | 19.9504 | 2.6933 | -17.2571 | 44.195 | 0 | 0 | 0 | 2.6933 | -17.2571 | 24.2446 | 19.9504 | 0 | 0 | 0 | 2.6933
|  |  | 26.3005 | 10.6046 | -15.6959 | 95.4663 | 0 | 0 | 0 | 10.6046 | -15.6959 | 69.1658 | 26.3005 | 0 | 0 | 0 | 10.6046
|  |  | 31.0713 | 22.5509 | -8.5204 | 146.662 | 0 | 0 | 0 | 22.5509 | -8.5204 | 115.5907 | 31.0713 | 0 | 0 | 0 | 22.5509
|  |  | 33.2435 | 33.2597 | 0.016166 | 178.7947 | 0.016166 | 0 | 0.014549 | 33.2435 | 0 | 145.5511 | 33.2435 | 0 | 0 | 0 | 33.2435
|  |  | 33.9264 | 37.7993 | 3.8728 | 193.9292 | 3.8728 | 0 | 3.5001 | 33.9264 | 0 | 160.0028 | 33.9264 | 0 | 0 | 0 | 33.9264
|  |  | 35.3688 | 36.7543 | 1.3856 | 191.5873 | 1.3856 | 0 | 4.7471 | 35.3688 | 0 | 146.3955 | 35.3688 | 9.823 | 0 | 8.8407 | 35.3688
|  |  | 34.1685 | 29.5724 | -4.5961 | 182.1691 | 0 | 4.2724 | 0 | 29.5724 | -0.3237 | 0 | 34.1685 | 148.0005 | 0 | 142.0412 | 29.5724
|  |  | 35.1159 | 17.722 | -17.3939 | 157.8681 | 0 | 0 | 0 | 17.722 | -17.3939 | 0 | 35.1159 | 122.7522 | 0 | 252.5182 | 17.722
|  |  | 40.4938 | 7.1184 | -33.3754 | 120.5227 | 0 | 0 | 0 | 7.1184 | -33.3754 | 0 | 40.4938 | 80.0289 | 0 | 324.5442 | 7.1184
|  |  | 46.2897 | 1.2944 | -44.9953 | 74.5649 | 0 | 0 | 0 | 1.2944 | -44.9953 | 0 | 46.2897 | 28.2753 | 0 | 349.9919 | 1.2944
|  |  | 46.7678 | 0 | -46.7678 | 25.686 | 0 | 0 | 0 | 0 | -46.7678 | 0 | 25.686 | 0 | 21.0818 | 326.5677 | 0
|  |  | 41.1187 | 0 | -41.1187 | 0.50365 | 0 | 0 | 0 | 0 | -41.1187 | 0 | 0.50365 | 0 | 40.615 | 281.4399 | 0
|  |  | 30.6708 | 0 | -30.6708 | 0 | 0 | 0 | 0 | 0 | -30.6708 | 0 | 0 | 0 | 30.6708 | 247.3613 | 0
|  |  | 23.3615 | 0 | -23.3615 | 0 | 0 | 0 | 0 | 0 | -23.3615 | 0 | 0 | 0 | 23.3615 | 221.404 | 0
|  |  | 23.6941 | 0 | -23.6941 | 0 | 0 | 0 | 0 | 0 | -23.6941 | 0 | 0 | 0 | 23.6941 | 195.0772 | 0
|  |  | 24.2768 | 0 | -24.2768 | 0 | 0 | 0 | 0 | 0 | -24.2768 | 0 | 0 | 0 | 24.2768 | 168.1029 | 0
|  |  | 24.5562 | 0 | -24.5562 | 0 | 0 | 0 | 0 | 0 | -24.5562 | 0 | 0 | 0 | 24.5562 | 140.8183 | 0
|  |  | 24.0861 | 0 | -24.0861 | 0 | 0 | 0 | 0 | 0 | -24.0861 | 0 | 0 | 0 | 24.0861 | 114.056 | 0
|  |  | 22.6294 | 0 | -22.6294 | 0 | 0 | 0 | 0 | 0 | -22.6294 | 0 | 0 | 0 | 22.6294 | 88.9122 | 0
|  |  | 20.8758 | 0 | -20.8758 | 0 | 0 | 0 | 0 | 0 | -20.8758 | 0 | 0 | 0 | 20.8758 | 65.7169 | 0
|  |  | 18.9345 | 0 | -18.9345 | 0 | 0 | 0 | 0 | 0 | -18.9345 | 0 | 0 | 0 | 18.9345 | 44.6786 | 0
|  |  | 15.4144 | 0 | -15.4144 | 0 | 0 | 0 | 0 | 0 | -15.4144 | 0 | 0 | 0 | 15.4144 | 27.5515 | 0
|  |  | 11.7376 | 0 | -11.7376 | 0 | 0 | 0 | 0 | 0 | -11.7376 | 0 | 0 | 0 | 11.7376 | 14.5097 | 0
|  |  | 16.1057 | 0.088698 | -16.0171 | 3.0471 | 0 | 0 | 0 | 0.088698 | -16.0171 | 0 | 3.0471 | 0 | 13.0587 | 2.4854e-15 | 0.088698
|  |  | 19.9504 | 2.4715 | -17.4788 | 32.3593 | 0 | 0 | 0 | 2.4715 | -17.4788 | 12.4089 | 19.9504 | 0 | 2.2368e-15 | 0 | 2.4715
|  |  | 26.3005 | 9.1496 | -17.1509 | 80.9361 | 0 | 0 | 0 | 9.1496 | -17.1509 | 54.6355 | 26.3005 | 0 | 0 | 0 | 9.1496
|  |  | 31.0713 | 17.8313 | -13.24 | 120.4472 | 0 | 0 | 0 | 17.8313 | -13.24 | 89.3759 | 31.0713 | 0 | 0 | 0 | 17.8313
|  |  | 33.2435 | 25.6916 | -7.552 | 151.0689 | 0 | 0 | 0 | 25.6916 | -7.552 | 117.8254 | 33.2435 | 0 | 0 | 0 | 25.6916
|  |  | 33.9264 | 30.8504 | -3.076 | 178.9206 | 0 | 0 | 0 | 30.8504 | -3.076 | 144.9941 | 33.9264 | 0 | 0 | 0 | 30.8504
|  |  | 35.3688 | 30.4957 | -4.8731 | 181.8921 | 0 | 0 | 0 | 30.4957 | -4.8731 | 132.562 | 35.3688 | 13.9613 | 0 | 12.5652 | 30.4957
|  |  | 34.1685 | 26.7909 | -7.3776 | 188.1625 | 0 | 0 | 0 | 26.7909 | -7.3776 | 0 | 34.1685 | 153.9939 | 0 | 151.1597 | 26.7909
|  |  | 35.1159 | 18.8494 | -16.2665 | 153.713 | 0 | 0 | 0 | 18.8494 | -16.2665 | 0 | 35.1159 | 118.5971 | 0 | 257.8972 | 18.8494
|  |  | 40.4938 | 7.8151 | -32.6787 | 119.4902 | 0 | 0 | 0 | 7.8151 | -32.6787 | 0 | 40.4938 | 78.9964 | 0 | 328.9939 | 7.8151
|  |  | 46.2897 | 1.4843 | -44.8054 | 67.942 | 0 | 0 | 0 | 1.4843 | -44.8054 | 0 | 46.2897 | 21.6523 | 0 | 348.481 | 1.4843
|  |  | 46.7678 | 0 | -46.7678 | 25.7112 | 0 | 0 | 0 | 0 | -46.7678 | 0 | 25.7112 | 0 | 21.0566 | 325.0848 | 0
|  |  | 41.1187 | 0 | -41.1187 | 0.8562 | 0 | 0 | 0 | 0 | -41.1187 | 0 | 0.8562 | 0 | 40.2625 | 280.3487 | 0
|  |  | 30.6708 | 0 | -30.6708 | 0 | 0 | 0 | 0 | 0 | -30.6708 | 0 | 0 | 0 | 30.6708 | 246.2701 | 0
|  |  | 23.3615 | 0 | -23.3615 | 0 | 0 | 0 | 0 | 0 | -23.3615 | 0 | 0 | 0 | 23.3615 | 220.3128 | 0
|  |  | 23.6941 | 0 | -23.6941 | 0 | 0 | 0 | 0 | 0 | -23.6941 | 0 | 0 | 0 | 23.6941 | 193.986 | 0
|  |  | 24.2768 | 0 | -24.2768 | 0 | 0 | 0 | 0 | 0 | -24.2768 | 0 | 0 | 0 | 24.2768 | 167.0117 | 0
|  |  | 24.5562 | 0 | -24.5562 | 0 | 0 | 0 | 0 | 0 | -24.5562 | 0 | 0 | 0 | 24.5562 | 139.7271 | 0
|  |  | 24.0861 | 0 | -24.0861 | 0 | 0 | 0 | 0 | 0 | -24.0861 | 0 | 0 | 0 | 24.0861 | 112.9648 | 0
|  |  | 22.6294 | 0 | -22.6294 | 0 | 0 | 0 | 0 | 0 | -22.6294 | 0 | 0 | 0 | 22.6294 | 87.821 | 0
|  |  | 20.8758 | 0 | -20.8758 | 0 | 0 | 0 | 0 | 0 | -20.8758 | 0 | 0 | 0 | 20.8758 | 64.6257 | 0
|  |  | 18.9345 | 0 | -18.9345 | 0 | 0 | 0 | 0 | 0 | -18.9345 | 0 | 0 | 0 | 18.9345 | 43.5874 | 0
|  |  | 15.4144 | 0 | -15.4144 | 0 | 0 | 0 | 0 | 0 | -15.4144 | 0 | 0 | 0 | 15.4144 | 26.4602 | 0
|  |  | 11.7376 | 0 | -11.7376 | 0 | 0 | 0 | 0 | 0 | -11.7376 | 0 | 0 | 0 | 11.7376 | 13.4184 | 0
|  |  | 16.1057 | 0.055175 | -16.0506 | 4.0292 | 0 | 0 | 0 | 0.055175 | -16.0506 | 0 | 4.0292 | 0 | 12.0766 | -2.7097e-15 | 0.055175
|  |  | 19.9504 | 2.1965 | -17.7538 | 42.3315 | 0 | 0 | 0 | 2.1965 | -17.7538 | 22.3811 | 19.9504 | 3.0108e-15 | 0 | 0 | 2.1965
|  |  | 26.3005 | 8.2712 | -18.0293 | 86.0984 | 0 | 0 | 0 | 8.2712 | -18.0293 | 59.7979 | 26.3005 | 0 | 0 | 0 | 8.2712
|  |  | 31.0713 | 18.5657 | -12.5055 | 123.1417 | 0 | 0 | 0 | 18.5657 | -12.5055 | 92.0704 | 31.0713 | 0 | 0 | 0 | 18.5657
|  |  | 33.2435 | 28.3353 | -4.9082 | 145.2518 | 0 | 0 | 0 | 28.3353 | -4.9082 | 112.0082 | 33.2435 | 0 | 0 | 0 | 28.3353
|  |  | 33.9264 | 32.0639 | -1.8625 | 172.9775 | 0 | 0 | 0 | 32.0639 | -1.8625 | 139.0511 | 33.9264 | 0 | 0 | 0 | 32.0639
|  |  | 35.3688 | 31.3159 | -4.0529 | 183.6045 | 0 | 0 | 0 | 31.3159 | -4.0529 | 123.325 | 35.3688 | 24.9107 | 0 | 22.4196 | 31.3159
|  |  | 34.1685 | 25.9104 | -8.2582 | 177.6615 | 0 | 0 | 0 | 25.9104 | -8.2582 | 0 | 34.1685 | 143.4929 | 0 | 151.5632 | 25.9104
|  |  | 35.1159 | 16.5101 | -18.6058 | 160.336 | 0 | 0 | 0 | 16.5101 | -18.6058 | 0 | 35.1159 | 125.2201 | 0 | 264.2613 | 16.5101
|  |  | 40.4938 | 6.9112 | -33.5827 | 126.8687 | 0 | 0 | 0 | 6.9112 | -33.5827 | 0 | 40.4938 | 86.3748 | 0 | 341.9987 | 6.9112
|  |  | 46.2897 | 1.1601 | -45.1296 | 79.1481 | 0 | 0 | 0 | 1.1601 | -45.1296 | 0 | 46.2897 | 32.8584 | 0 | 371.5712 | 1.1601
|  |  | 46.7678 | 0 | -46.7678 | 24.3513 | 0 | 0 | 0 | 0 | -46.7678 | 0 | 24.3513 | 0 | 22.4164 | 346.6641 | 0
|  |  | 41.1187 | 0 | -41.1187 | 0.80584 | 0 | 0 | 0 | 0 | -41.1187 | 0 | 0.80584 | 0 | 40.3128 | 301.872 | 0
|  |  | 30.6708 | 0 | -30.6708 | 0 | 0 | 0 | 0 | 0 | -30.6708 | 0 | 0 | 0 | 30.6708 | 267.7934 | 0
|  |  | 23.3615 | 0 | -23.3615 | 0 | 0 | 0 | 0 | 0 | -23.3615 | 0 | 0 | 0 | 23.3615 | 241.8362 | 0
|  |  | 23.6941 | 0 | -23.6941 | 0 | 0 | 0 | 0 | 0 | -23.6941 | 0 | 0 | 0 | 23.6941 | 215.5094 | 0
|  |  | 24.2768 | 0 | -24.2768 | 0 | 0 | 0 | 0 | 0 | -24.2768 | 0 | 0 | 0 | 24.2768 | 188.5351 | 0
|  |  | 24.5562 | 0 | -24.5562 | 0 | 0 | 0 | 0 | 0 | -24.5562 | 0 | 0 | 0 | 24.5562 | 161.2505 | 0
|  |  | 30.2465 | 0 | -30.2465 | 0 | 0 | 0 | 0 | 0 | -30.2465 | 0 | 0 | 0 | 30.2465 | 127.6433 | 0
|  |  | 28.1491 | 0 | -28.1491 | 0 | 0 | 0 | 0 | 0 | -28.1491 | 0 | 0 | 0 | 28.1491 | 96.3665 | 0
|  |  | 25.2107 | 0 | -25.2107 | 0 | 0 | 0 | 0 | 0 | -25.2107 | 0 | 0 | 0 | 25.2107 | 68.3546 | 0
|  |  | 21.4417 | 0 | -21.4417 | 0 | 0 | 0 | 0 | 0 | -21.4417 | 0 | 0 | 0 | 21.4417 | 44.5305 | 0
|  |  | 17.5188 | 0 | -17.5188 | 0 | 0 | 0 | 0 | 0 | -17.5188 | 0 | 0 | 0 | 17.5188 | 25.0652 | 0
|  |  | 14.3414 | 0 | -14.3414 | 0 | 0 | 0 | 0 | 0 | -14.3414 | 0 | 0 | 0 | 14.3414 | 9.1303 | 0
|  |  | 11.6673 | 0.05532 | -11.6119 | 3.45 | 0 | 0 | 0 | 0.05532 | -11.6119 | 0 | 3.45 | 0 | 8.2173 | 0 | 0.05532
|  |  | 9.167 | 2.1484 | -7.0186 | 46.3355 | 0 | 0 | 0 | 2.1484 | -7.0186 | 37.1686 | 9.167 | 0 | 0 | 0 | 2.1484
|  |  | 7.1962 | 10.0811 | 2.8849 | 99.2436 | 2.8849 | 0 | 2.5964 | 7.1962 | 0 | 92.0474 | 7.1962 | 0 | 0 | 0 | 7.1962
|  |  | 6.03 | 20.6471 | 14.6171 | 149.3817 | 14.6171 | 0 | 15.7518 | 6.03 | 0 | 143.3517 | 6.03 | 0 | 0 | 0 | 6.03
|  |  | 6.0645 | 30.6019 | 24.5375 | 186.4249 | 24.5375 | 0 | 37.8355 | 6.0645 | 0 | 180.3604 | 6.0645 | 0 | 0 | 0 | 6.0645
|  |  | 6.9622 | 37.7864 | 30.8242 | 208.3839 | 30.8242 | 0 | 65.5773 | 6.9622 | 0 | 201.4217 | 6.9622 | 0 | 0 | 0 | 6.9622
|  |  | 9.2104 | 37.5828 | 28.3724 | 213.9996 | 28.3724 | 0 | 91.1124 | 9.2104 | 0 | 204.7891 | 9.2104 | 0 | 0 | 0 | 9.2104
|  |  | 12.2202 | 30.4278 | 18.2076 | 202.8186 | 18.2076 | 0 | 107.4993 | 12.2202 | 0 | 105.3417 | 12.2202 | 85.2567 | 0 | 76.731 | 12.2202
|  |  | 15.3949 | 18.3216 | 2.9267 | 175.2943 | 2.9267 | 0 | 110.1333 | 15.3949 | 0 | 0 | 15.3949 | 159.8994 | 0 | 220.6405 | 15.3949
|  |  | 18.6761 | 6.7818 | -11.8943 | 133.6427 | 0 | 11.8943 | 96.9174 | 6.7818 | 0 | 0 | 18.6761 | 114.9666 | 0 | 324.1104 | 6.7818
|  |  | 22.1391 | 1.1487 | -20.9904 | 81.616 | 0 | 20.9904 | 73.5947 | 1.1487 | 0 | 0 | 22.1391 | 59.4769 | 0 | 377.6396 | 1.1487
|  |  | 26.0591 | 0 | -26.0591 | 25.963 | 0 | 26.0591 | 44.6401 | 0 | 0 | 0 | 25.963 | 0 | 0.09613 | 377.5328 | 0
|  |  | 29.8278 | 0 | -29.8278 | 0.73029 | 0 | 29.8278 | 11.4981 | 0 | 0 | 0 | 0.73029 | 0 | 29.0975 | 345.2022 | 0
|  |  | 32.3465 | 0 | -32.3465 | 0 | 0 | 10.3483 | 0 | 0 | -21.9982 | 0 | 0 | 0 | 32.3465 | 309.2617 | 0
|  |  | 33.6507 | 0 | -33.6507 | 0 | 0 | 0 | 0 | 0 | -33.6507 | 0 | 0 | 0 | 33.6507 | 271.872 | 0
|  |  | 34.0882 | 0 | -34.0882 | 0 | 0 | 0 | 0 | 0 | -34.0882 | 0 | 0 | 0 | 34.0882 | 233.9962 | 0
|  |  | 33.501 | 0 | -33.501 | 0 | 0 | 0 | 0 | 0 | -33.501 | 0 | 0 | 0 | 33.501 | 196.7729 | 0
|  |  | 32.1465 | 0 | -32.1465 | 0 | 0 | 0 | 0 | 0 | -32.1465 | 0 | 0 | 0 | 32.1465 | 161.0546 | 0
|  |  | 30.2465 | 0 | -30.2465 | 0 | 0 | 0 | 0 | 0 | -30.2465 | 0 | 0 | 0 | 30.2465 | 127.4474 | 0
|  |  | 28.1491 | 0 | -28.1491 | 0 | 0 | 0 | 0 | 0 | -28.1491 | 0 | 0 | 0 | 28.1491 | 96.1706 | 0
|  |  | 25.2107 | 0 | -25.2107 | 0 | 0 | 0 | 0 | 0 | -25.2107 | 0 | 0 | 0 | 25.2107 | 68.1587 | 0
|  |  | 21.4417 | 0 | -21.4417 | 0 | 0 | 0 | 0 | 0 | -21.4417 | 0 | 0 | 0 | 21.4417 | 44.3347 | 0
|  |  | 17.5188 | 0 | -17.5188 | 0 | 0 | 0 | 0 | 0 | -17.5188 | 0 | 0 | 0 | 17.5188 | 24.8693 | 0
|  |  | 14.3414 | 0 | -14.3414 | 0 | 0 | 0 | 0 | 0 | -14.3414 | 0 | 0 | 0 | 14.3414 | 8.9344 | 0
|  |  | 11.6673 | 0.033055 | -11.6342 | 3.6263 | 0 | 0 | 0 | 0.033055 | -11.6342 | 0 | 3.6263 | 0 | 8.041 | 0 | 0.033055
|  |  | 9.167 | 2.1168 | -7.0502 | 56.9373 | 0 | 0 | 0 | 2.1168 | -7.0502 | 47.7703 | 9.167 | 0 | 0 | 0 | 2.1168
|  |  | 7.1962 | 10.1531 | 2.9569 | 117.2238 | 2.9569 | 0 | 2.6612 | 7.1962 | 0 | 110.0276 | 7.1962 | 0 | 0 | 0 | 7.1962
|  |  | 6.03 | 21.8759 | 15.8459 | 174.7655 | 15.8459 | 0 | 16.9225 | 6.03 | 0 | 168.7355 | 6.03 | 0 | 0 | 0 | 6.03
|  |  | 6.0645 | 30.623 | 24.5585 | 216.543 | 24.5585 | 0 | 39.0251 | 6.0645 | 0 | 210.4785 | 6.0645 | 0 | 0 | 0 | 6.0645
|  |  | 6.9622 | 34.0095 | 27.0473 | 240.6677 | 27.0473 | 0 | 63.3677 | 6.9622 | 0 | 233.7055 | 6.9622 | 0 | 0 | 0 | 6.9622
|  |  | 9.2104 | 34.0234 | 24.813 | 245.0494 | 24.813 | 0 | 85.6994 | 9.2104 | 0 | 235.839 | 9.2104 | 0 | 0 | 0 | 9.2104
|  |  | 12.2202 | 28.1699 | 15.9496 | 231.1488 | 15.9496 | 0 | 100.0541 | 12.2202 | 0 | 200.7892 | 12.2202 | 18.1394 | 0 | 16.3254 | 12.2202
|  |  | 15.3949 | 17.4369 | 2.042 | 198.034 | 2.042 | 0 | 101.8919 | 15.3949 | 0 | 0 | 15.3949 | 182.639 | 0 | 180.7006 | 15.3949
|  |  | 18.6761 | 6.9562 | -11.7199 | 148.324 | 0 | 11.7199 | 88.8698 | 6.9562 | 0 | 0 | 18.6761 | 129.6479 | 0 | 297.3837 | 6.9562
|  |  | 22.1391 | 0.85874 | -21.2804 | 88.793 | 0 | 21.2804 | 65.2249 | 0.85874 | 0 | 0 | 22.1391 | 66.6538 | 0 | 357.3721 | 0.85874
|  |  | 26.0591 | 0 | -26.0591 | 26.4415 | 0 | 26.0591 | 36.2703 | 0 | 0 | 0 | 26.0591 | 0.38233 | 0 | 357.7162 | 0
|  |  | 29.8278 | 0 | -29.8278 | 0.4281 | 0 | 29.8278 | 3.1283 | 0 | 0 | 0 | 0.4281 | 0 | 29.3997 | 325.0499 | 0
|  |  | 32.3465 | 0 | -32.3465 | 0 | 0 | 2.8155 | 0 | 0 | -29.531 | 0 | 0 | 0 | 32.3465 | 289.1094 | 0
|  |  | 33.6507 | 0 | -33.6507 | 0 | 0 | 0 | 0 | 0 | -33.6507 | 0 | 0 | 0 | 33.6507 | 251.7197 | 0
|  |  | 34.0882 | 0 | -34.0882 | 0 | 0 | 0 | 0 | 0 | -34.0882 | 0 | 0 | 0 | 34.0882 | 213.8439 | 0
|  |  | 33.501 | 0 | -33.501 | 0 | 0 | 0 | 0 | 0 | -33.501 | 0 | 0 | 0 | 33.501 | 176.6206 | 0
|  |  | 32.1465 | 0 | -32.1465 | 0 | 0 | 0 | 0 | 0 | -32.1465 | 0 | 0 | 0 | 32.1465 | 140.9023 | 0
|  |  | 24.0861 | 0 | -24.0861 | 0 | 0 | 0 | 0 | 0 | -24.0861 | 0 | 0 | 0 | 24.0861 | 114.14 | 0
|  |  | 22.6294 | 0 | -22.6294 | 0 | 0 | 0 | 0 | 0 | -22.6294 | 0 | 0 | 0 | 22.6294 | 88.9962 | 0
|  |  | 20.8758 | 0 | -20.8758 | 0 | 0 | 0 | 0 | 0 | -20.8758 | 0 | 0 | 0 | 20.8758 | 65.8009 | 0
|  |  | 18.9345 | 0 | -18.9345 | 0 | 0 | 0 | 0 | 0 | -18.9345 | 0 | 0 | 0 | 18.9345 | 44.7625 | 0
|  |  | 15.4144 | 0 | -15.4144 | 0 | 0 | 0 | 0 | 0 | -15.4144 | 0 | 0 | 0 | 15.4144 | 27.6354 | 0
|  |  | 11.7376 | 0 | -11.7376 | 0 | 0 | 0 | 0 | 0 | -11.7376 | 0 | 0 | 0 | 11.7376 | 14.5936 | 0
|  |  | 16.1057 | 0.033583 | -16.0722 | 2.9715 | 0 | 0 | 0 | 0.033583 | -16.0722 | 0 | 2.9715 | 0 | 13.1342 | 0 | 0.033583
|  |  | 19.9504 | 2.0781 | -17.8722 | 33.0392 | 0 | 0 | 0 | 2.0781 | -17.8722 | 0 | 19.9504 | 0 | 0 | 0 | 2.0781
|  |  | 26.3005 | 9.3666 | -16.9339 | 63.4847 | 0 | 0 | 0 | 9.3666 | -16.9339 | 15.7609 | 26.3005 | 34.5122 | 0 | 31.0609 | 9.3666
|  |  | 31.0713 | 18.9142 | -12.1571 | 92.0918 | 0 | 0 | 0 | 18.9142 | -12.1571 | 0 | 31.0713 | 61.0206 | 0 | 85.9794 | 18.9142
|  |  | 33.2435 | 26.9425 | -6.301 | 107.7553 | 0 | 0 | 0 | 26.9425 | -6.301 | 0 | 33.2435 | 74.5117 | 0 | 153.04 | 26.9425
|  |  | 33.9264 | 30.9434 | -2.983 | 117.5008 | 0 | 0 | 0 | 30.9434 | -2.983 | 0 | 33.9264 | 83.5744 | 0 | 228.2569 | 30.9434
|  |  | 35.3688 | 29.3691 | -5.9996 | 128.9084 | 0 | 0 | 0 | 29.3691 | -5.9996 | 0 | 35.3688 | 93.5397 | 0 | 312.4426 | 29.3691
|  |  | 34.1685 | 23.4169 | -10.7516 | 124.3756 | 0 | 0 | 0 | 23.4169 | -10.7516 | 0 | 34.1685 | 90.2071 | 0 | 393.629 | 23.4169
|  |  | 35.1159 | 14.7015 | -20.4144 | 106.1688 | 0 | 0 | 0 | 14.7015 | -20.4144 | 0 | 35.1159 | 71.0529 | 0 | 457.5766 | 14.7015
|  |  | 40.4938 | 5.9739 | -34.5199 | 83.4039 | 0 | 0 | 0 | 5.9739 | -34.5199 | 0 | 40.4938 | 42.9101 | 0 | 496.1956 | 5.9739
|  |  | 46.2897 | 0.91321 | -45.3765 | 52.8326 | 0 | 0 | 0 | 0.91321 | -45.3765 | 0 | 46.2897 | 6.5429 | 0 | 502.0842 | 0.91321
|  |  | 46.7678 | 0 | -46.7678 | 21.5813 | 0 | 0 | 0 | 0 | -46.7678 | 0 | 21.5813 | 0 | 25.1865 | 474.0992 | 0
|  |  | 41.1187 | 0 | -41.1187 | 0.45328 | 0 | 0 | 0 | 0 | -41.1187 | 0 | 0.45328 | 0 | 40.6654 | 428.9155 | 0
|  |  | 30.6708 | 0 | -30.6708 | 0 | 0 | 0 | 0 | 0 | -30.6708 | 0 | 0 | 0 | 30.6708 | 394.8369 | 0
|  |  | 23.3615 | 0 | -23.3615 | 0 | 0 | 0 | 0 | 0 | -23.3615 | 0 | 0 | 0 | 23.3615 | 368.8796 | 0
|  |  | 23.6941 | 0 | -23.6941 | 0 | 0 | 0 | 0 | 0 | -23.6941 | 0 | 0 | 0 | 23.6941 | 342.5528 | 0
|  |  | 24.2768 | 0 | -24.2768 | 0 | 0 | 0 | 0 | 0 | -24.2768 | 0 | 0 | 0 | 24.2768 | 315.5785 | 0
|  |  | 24.5562 | 0 | -24.5562 | 0 | 0 | 0 | 0 | 0 | -24.5562 | 0 | 0 | 0 | 24.5562 | 288.2939 | 0
|  |  | 24.0861 | 0 | -24.0861 | 0 | 0 | 0 | 0 | 0 | -24.0861 | 0 | 0 | 0 | 24.0861 | 261.5316 | 0
|  |  | 22.6294 | 0 | -22.6294 | 0 | 0 | 0 | 0 | 0 | -22.6294 | 0 | 0 | 0 | 22.6294 | 236.3878 | 0
|  |  | 20.8758 | 0 | -20.8758 | 0 | 0 | 0 | 0 | 0 | -20.8758 | 0 | 0 | 0 | 20.8758 | 213.1925 | 0
|  |  | 18.9345 | 0 | -18.9345 | 0 | 0 | 0 | 0 | 0 | -18.9345 | 0 | 0 | 0 | 18.9345 | 192.1542 | 0
|  |  | 15.4144 | 0 | -15.4144 | 0 | 0 | 0 | 0 | 0 | -15.4144 | 0 | 0 | 0 | 15.4144 | 175.027 | 0
|  |  | 11.7376 | 0 | -11.7376 | 0 | 0 | 0 | 0 | 0 | -11.7376 | 0 | 0 | 0 | 11.7376 | 161.9852 | 0
|  |  | 16.1057 | 0.011077 | -16.0947 | 1.1836 | 0 | 0 | 0 | 0.011077 | -16.0947 | 0 | 1.1836 | 0 | 14.9222 | 145.405 | 0.011077
|  |  | 19.9504 | 1.8142 | -18.1362 | 21.9338 | 0 | 0 | 0 | 1.8142 | -18.1362 | 0 | 19.9504 | 1.9834 | 0 | 147.1901 | 1.8142
|  |  | 26.3005 | 8.5481 | -17.7524 | 47.7961 | 0 | 0 | 0 | 8.5481 | -17.7524 | 0 | 26.3005 | 21.4956 | 0 | 166.5361 | 8.5481
|  |  | 31.0713 | 18.0659 | -13.0054 | 78.2667 | 0 | 0 | 0 | 18.0659 | -13.0054 | 0 | 31.0713 | 47.1954 | 0 | 209.012 | 18.0659
|  |  | 33.2435 | 28.9591 | -4.2845 | 108.687 | 0 | 0 | 0 | 28.9591 | -4.2845 | 0 | 33.2435 | 75.4435 | 0 | 276.9112 | 28.9591
|  |  | 33.9264 | 34.6619 | 0.73546 | 94.1568 | 0.73546 | 0 | 0.66192 | 33.9264 | 0 | 0 | 33.9264 | 60.2304 | 0 | 331.1185 | 33.9264
|  |  | 35.3688 | 31.3179 | -4.0509 | 92.8725 | 0 | 0.59572 | 0 | 31.3179 | -3.4552 | 0 | 35.3688 | 57.5037 | 0 | 382.8718 | 31.3179
|  |  | 34.1685 | 24.8067 | -9.3619 | 65.2475 | 0 | 0 | 0 | 24.8067 | -9.3619 | 0 | 34.1685 | 31.0789 | 0 | 410.8428 | 24.8067
|  |  | 35.1159 | 15.7055 | -19.4104 | 40.1658 | 0 | 0 | 0 | 15.7055 | -19.4104 | 0 | 35.1159 | 5.0499 | 0 | 415.3878 | 15.7055
|  |  | 40.4938 | 5.9553 | -34.5385 | 29.7907 | 0 | 0 | 0 | 5.9553 | -34.5385 | 0 | 29.7907 | 0 | 10.7031 | 403.4954 | 5.9553
|  |  | 46.2897 | 0.76225 | -45.5274 | 15.462 | 0 | 0 | 0 | 0.76225 | -45.5274 | 0 | 15.462 | 0 | 30.8277 | 369.2424 | 0.76225
|  |  | 46.7678 | 0 | -46.7678 | 8.1087 | 0 | 0 | 0 | 0 | -46.7678 | 0 | 8.1087 | 0 | 38.6591 | 326.2879 | 0
|  |  | 41.1187 | 0 | -41.1187 | 0.27701 | 0 | 0 | 0 | 0 | -41.1187 | 0 | 0.27701 | 0 | 40.8417 | 280.9083 | 0
|  |  | 30.6708 | 0 | -30.6708 | 0 | 0 | 0 | 0 | 0 | -30.6708 | 0 | 0 | 0 | 30.6708 | 246.8297 | 0
|  |  | 23.3615 | 0 | -23.3615 | 0 | 0 | 0 | 0 | 0 | -23.3615 | 0 | 0 | 0 | 23.3615 | 220.8724 | 0
|  |  | 23.6941 | 0 | -23.6941 | 0 | 0 | 0 | 0 | 0 | -23.6941 | 0 | 0 | 0 | 23.6941 | 194.5456 | 0
|  |  | 24.2768 | 0 | -24.2768 | 0 | 0 | 0 | 0 | 0 | -24.2768 | 0 | 0 | 0 | 24.2768 | 167.5713 | 0
|  |  | 24.5562 | 0 | -24.5562 | 0 | 0 | 0 | 0 | 0 | -24.5562 | 0 | 0 | 0 | 24.5562 | 140.2867 | 0
|  |  | 24.0861 | 0 | -24.0861 | 0 | 0 | 0 | 0 | 0 | -24.0861 | 0 | 0 | 0 | 24.0861 | 113.5244 | 0
|  |  | 22.6294 | 0 | -22.6294 | 0 | 0 | 0 | 0 | 0 | -22.6294 | 0 | 0 | 0 | 22.6294 | 88.3806 | 0
|  |  | 20.8758 | 0 | -20.8758 | 0 | 0 | 0 | 0 | 0 | -20.8758 | 0 | 0 | 0 | 20.8758 | 65.1853 | 0
|  |  | 18.9345 | 0 | -18.9345 | 0 | 0 | 0 | 0 | 0 | -18.9345 | 0 | 0 | 0 | 18.9345 | 44.147 | 0
|  |  | 15.4144 | 0 | -15.4144 | 0 | 0 | 0 | 0 | 0 | -15.4144 | 0 | 0 | 0 | 15.4144 | 27.0198 | 0
|  |  | 11.7376 | 0 | -11.7376 | 0 | 0 | 0 | 0 | 0 | -11.7376 | 0 | 0 | 0 | 11.7376 | 13.978 | 0
|  |  | 16.1057 | 0.02245 | -16.0833 | 3.5255 | 0 | 0 | 0 | 0.02245 | -16.0833 | 0 | 3.5255 | 0 | 12.5802 | 0 | 0.02245
|  |  | 19.9504 | 1.3889 | -18.5614 | 46.4362 | 0 | 0 | 0 | 1.3889 | -18.5614 | 26.4859 | 19.9504 | 0 | 0 | 0 | 1.3889
|  |  | 26.3005 | 6.5349 | -19.7656 | 100.3265 | 0 | 0 | 0 | 6.5349 | -19.7656 | 74.0259 | 26.3005 | 0 | 0 | 0 | 6.5349
|  |  | 31.0713 | 15.781 | -15.2903 | 153.1842 | 0 | 0 | 0 | 15.781 | -15.2903 | 122.1129 | 31.0713 | 0 | 0 | 0 | 15.781
|  |  | 33.2435 | 24.2401 | -9.0035 | 192.4687 | 0 | 0 | 0 | 24.2401 | -9.0035 | 159.2251 | 33.2435 | 0 | 0 | 0 | 24.2401
|  |  | 33.9264 | 26.3404 | -7.5861 | 214.9817 | 0 | 0 | 0 | 26.3404 | -7.5861 | 181.0553 | 33.9264 | 0 | 0 | 0 | 26.3404
|  |  | 35.3688 | 24.2626 | -11.1061 | 221.6298 | 0 | 0 | 0 | 24.2626 | -11.1061 | 186.261 | 35.3688 | 0 | 0 | 0 | 24.2626
|  |  | 34.1685 | 19.4375 | -14.731 | 211.0281 | 0 | 0 | 0 | 19.4375 | -14.731 | 73.2159 | 34.1685 | 103.6436 | 0 | 93.2792 | 19.4375
|  |  | 35.1159 | 12.1141 | -23.0018 | 183.2771 | 0 | 0 | 0 | 12.1141 | -23.0018 | 0 | 35.1159 | 148.1612 | 0 | 226.6243 | 12.1141
|  |  | 40.4938 | 4.7631 | -35.7307 | 139.208 | 0 | 0 | 0 | 4.7631 | -35.7307 | 0 | 40.4938 | 98.7142 | 0 | 315.4671 | 4.7631
|  |  | 46.2897 | 0.53678 | -45.7529 | 83.6558 | 0 | 0 | 0 | 0.53678 | -45.7529 | 0 | 46.2897 | 37.3661 | 0 | 349.0965 | 0.53678
|  |  | 46.7678 | 0 | -46.7678 | 25.7112 | 0 | 0 | 0 | 0 | -46.7678 | 0 | 25.7112 | 0 | 21.0566 | 325.7003 | 0
|  |  | 41.1187 | 0 | -41.1187 | 0.78065 | 0 | 0 | 0 | 0 | -41.1187 | 0 | 0.78065 | 0 | 40.338 | 280.8803 | 0
|  |  | 30.6708 | 0 | -30.6708 | 0 | 0 | 0 | 0 | 0 | -30.6708 | 0 | 0 | 0 | 30.6708 | 246.8017 | 0
|  |  | 23.3615 | 0 | -23.3615 | 0 | 0 | 0 | 0 | 0 | -23.3615 | 0 | 0 | 0 | 23.3615 | 220.8444 | 0
|  |  | 23.6941 | 0 | -23.6941 | 0 | 0 | 0 | 0 | 0 | -23.6941 | 0 | 0 | 0 | 23.6941 | 194.5176 | 0
|  |  | 24.2768 | 0 | -24.2768 | 0 | 0 | 0 | 0 | 0 | -24.2768 | 0 | 0 | 0 | 24.2768 | 167.5433 | 0
|  |  | 24.5562 | 0 | -24.5562 | 0 | 0 | 0 | 0 | 0 | -24.5562 | 0 | 0 | 0 | 24.5562 | 140.2587 | 0
|  |  | 24.0861 | 0 | -24.0861 | 0 | 0 | 0 | 0 | 0 | -24.0861 | 0 | 0 | 0 | 24.0861 | 113.4964 | 0
|  |  | 22.6294 | 0 | -22.6294 | 0 | 0 | 0 | 0 | 0 | -22.6294 | 0 | 0 | 0 | 22.6294 | 88.3526 | 0
|  |  | 20.8758 | 0 | -20.8758 | 0 | 0 | 0 | 0 | 0 | -20.8758 | 0 | 0 | 0 | 20.8758 | 65.1573 | 0
|  |  | 18.9345 | 0 | -18.9345 | 0 | 0 | 0 | 0 | 0 | -18.9345 | 0 | 0 | 0 | 18.9345 | 44.119 | 0
|  |  | 15.4144 | 0 | -15.4144 | 0 | 0 | 0 | 0 | 0 | -15.4144 | 0 | 0 | 0 | 15.4144 | 26.9919 | 0
|  |  | 11.7376 | 0 | -11.7376 | 0 | 0 | 0 | 0 | 0 | -11.7376 | 0 | 0 | 0 | 11.7376 | 13.95 | 0
|  |  | 16.1057 | 0.022142 | -16.0836 | 3.5507 | 0 | 0 | 0 | 0.022142 | -16.0836 | 0 | 3.5507 | 0 | 12.555 | -2.7767e-15 | 0.022142
|  |  | 19.9504 | 1.2253 | -18.725 | 49.5337 | 0 | 0 | 0 | 1.2253 | -18.725 | 29.5833 | 19.9504 | 0 | -2.499e-15 | 0 | 1.2253
|  |  | 26.3005 | 6.7822 | -19.5184 | 103.1721 | 0 | 0 | 0 | 6.7822 | -19.5184 | 76.8715 | 26.3005 | 0 | 0 | 0 | 6.7822
|  |  | 31.0713 | 15.6003 | -15.471 | 156.4831 | 0 | 0 | 0 | 15.6003 | -15.471 | 125.4118 | 31.0713 | 0 | 0 | 0 | 15.6003
|  |  | 33.2435 | 22.6678 | -10.5757 | 196.9763 | 0 | 0 | 0 | 22.6678 | -10.5757 | 163.7328 | 33.2435 | 0 | 0 | 0 | 22.6678
|  |  | 33.9264 | 26.4181 | -7.5083 | 221.0254 | 0 | 0 | 0 | 26.4181 | -7.5083 | 187.099 | 33.9264 | 0 | 0 | 0 | 26.4181
|  |  | 35.3688 | 26.7178 | -8.651 | 226.8678 | 0 | 0 | 0 | 26.7178 | -8.651 | 191.499 | 35.3688 | 0 | 0 | 0 | 26.7178
|  |  | 34.1685 | 22.3022 | -11.8664 | 215.5609 | 0 | 0 | 0 | 22.3022 | -11.8664 | 86.3841 | 34.1685 | 95.0082 | 0 | 85.5074 | 22.3022
|  |  | 35.1159 | 13.535 | -21.5809 | 186.6515 | 0 | 0 | 0 | 13.535 | -21.5809 | 0 | 35.1159 | 151.5356 | 0 | 221.8895 | 13.535
|  |  | 40.4938 | 4.7423 | -35.7516 | 141.5248 | 0 | 0 | 0 | 4.7423 | -35.7516 | 0 | 40.4938 | 101.0309 | 0 | 312.8173 | 4.7423
|  |  | 46.2897 | 0.56322 | -45.7265 | 85.4185 | 0 | 0 | 0 | 0.56322 | -45.7265 | 0 | 46.2897 | 39.1288 | 0 | 348.0333 | 0.56322
|  |  | 46.7678 | 0 | -46.7678 | 26.4666 | 0 | 0 | 0 | 0 | -46.7678 | 0 | 26.4666 | 0 | 20.3011 | 325.4765 | 0
|  |  | 41.1187 | 0 | -41.1187 | 0.78065 | 0 | 0 | 0 | 0 | -41.1187 | 0 | 0.78065 | 0 | 40.338 | 280.6565 | 0
|  |  | 30.6708 | 0 | -30.6708 | 0 | 0 | 0 | 0 | 0 | -30.6708 | 0 | 0 | 0 | 30.6708 | 246.5778 | 0
|  |  | 23.3615 | 0 | -23.3615 | 0 | 0 | 0 | 0 | 0 | -23.3615 | 0 | 0 | 0 | 23.3615 | 220.6206 | 0
|  |  | 23.6941 | 0 | -23.6941 | 0 | 0 | 0 | 0 | 0 | -23.6941 | 0 | 0 | 0 | 23.6941 | 194.2938 | 0
|  |  | 24.2768 | 0 | -24.2768 | 0 | 0 | 0 | 0 | 0 | -24.2768 | 0 | 0 | 0 | 24.2768 | 167.3195 | 0
|  |  | 24.5562 | 0 | -24.5562 | 0 | 0 | 0 | 0 | 0 | -24.5562 | 0 | 0 | 0 | 24.5562 | 140.0349 | 0
|  |  | 24.0861 | 0 | -24.0861 | 0 | 0 | 0 | 0 | 0 | -24.0861 | 0 | 0 | 0 | 24.0861 | 113.2726 | 0
|  |  | 22.6294 | 0 | -22.6294 | 0 | 0 | 0 | 0 | 0 | -22.6294 | 0 | 0 | 0 | 22.6294 | 88.1288 | 0
|  |  | 20.8758 | 0 | -20.8758 | 0 | 0 | 0 | 0 | 0 | -20.8758 | 0 | 0 | 0 | 20.8758 | 64.9335 | 0
|  |  | 18.9345 | 0 | -18.9345 | 0 | 0 | 0 | 0 | 0 | -18.9345 | 0 | 0 | 0 | 18.9345 | 43.8952 | 0
|  |  | 15.4144 | 0 | -15.4144 | 0 | 0 | 0 | 0 | 0 | -15.4144 | 0 | 0 | 0 | 15.4144 | 26.768 | 0
|  |  | 11.7376 | 0 | -11.7376 | 0 | 0 | 0 | 0 | 0 | -11.7376 | 0 | 0 | 0 | 11.7376 | 13.7262 | 0
|  |  | 16.1057 | 0 | -16.1057 | 3.7522 | 0 | 0 | 0 | 0 | -16.1057 | 0 | 3.7522 | 0 | 12.3536 | 0 | 0
|  |  | 19.9504 | 1.0454 | -18.905 | 57.869 | 0 | 0 | 0 | 1.0454 | -18.905 | 37.9187 | 19.9504 | 0 | 0 | 0 | 1.0454
|  |  | 26.3005 | 5.9614 | -20.3391 | 123.2676 | 0 | 0 | 0 | 5.9614 | -20.3391 | 96.9671 | 26.3005 | 0 | 0 | 0 | 5.9614
|  |  | 31.0713 | 15.2404 | -15.8309 | 187.2811 | 0 | 0 | 0 | 15.2404 | -15.8309 | 156.2098 | 31.0713 | 0 | 0 | 0 | 15.2404
|  |  | 33.2435 | 23.1911 | -10.0524 | 226.767 | 0 | 0 | 0 | 23.1911 | -10.0524 | 193.5235 | 33.2435 | 0 | 0 | 0 | 23.1911
|  |  | 33.9264 | 28.2536 | -5.6729 | 166.0776 | 0 | 0 | 0 | 28.2536 | -5.6729 | 95.8164 | 33.9264 | 36.3348 | 0 | 32.7013 | 28.2536
|  |  | 35.3688 | 28.8409 | -6.5279 | 159.9079 | 0 | 0 | 0 | 28.8409 | -6.5279 | 0 | 35.3688 | 124.5391 | 0 | 144.7865 | 28.8409
|  |  | 34.1685 | 22.6567 | -11.5118 | 148.4247 | 0 | 0 | 0 | 22.6567 | -11.5118 | 0 | 34.1685 | 114.2562 | 0 | 247.6171 | 22.6567
|  |  | 35.1159 | 13.6887 | -21.4272 | 123.0913 | 0 | 0 | 0 | 13.6887 | -21.4272 | 0 | 35.1159 | 87.9754 | 0 | 326.795 | 13.6887
|  |  | 40.4938 | 5.0798 | -35.414 | 88.2389 | 0 | 0 | 0 | 5.0798 | -35.414 | 0 | 40.4938 | 47.7451 | 0 | 369.7655 | 5.0798
|  |  | 46.2897 | 0.59376 | -45.6959 | 52.0267 | 0 | 0 | 0 | 0.59376 | -45.6959 | 0 | 46.2897 | 5.7371 | 0 | 374.9289 | 0.59376
|  |  | 46.7678 | 0 | -46.7678 | 21.6065 | 0 | 0 | 0 | 0 | -46.7678 | 0 | 21.6065 | 0 | 25.1613 | 346.9719 | 0
|  |  | 41.1187 | 0 | -41.1187 | 0.45328 | 0 | 0 | 0 | 0 | -41.1187 | 0 | 0.45328 | 0 | 40.6654 | 301.7881 | 0
|  |  | 30.6708 | 0 | -30.6708 | 0 | 0 | 0 | 0 | 0 | -30.6708 | 0 | 0 | 0 | 30.6708 | 267.7095 | 0
|  |  | 23.3615 | 0 | -23.3615 | 0 | 0 | 0 | 0 | 0 | -23.3615 | 0 | 0 | 0 | 23.3615 | 241.7522 | 0
|  |  | 23.6941 | 0 | -23.6941 | 0 | 0 | 0 | 0 | 0 | -23.6941 | 0 | 0 | 0 | 23.6941 | 215.4254 | 0
|  |  | 24.2768 | 0 | -24.2768 | 0 | 0 | 0 | 0 | 0 | -24.2768 | 0 | 0 | 0 | 24.2768 | 188.4511 | 0
|  |  | 24.5562 | 0 | -24.5562 | 0 | 0 | 0 | 0 | 0 | -24.5562 | 0 | 0 | 0 | 24.5562 | 161.1665 | 0
|  |  | 30.2465 | 0 | -30.2465 | 0 | 0 | 0 | 0 | 0 | -30.2465 | 0 | 0 | 0 | 30.2465 | 127.5593 | 0
|  |  | 28.1491 | 0 | -28.1491 | 0 | 0 | 0 | 0 | 0 | -28.1491 | 0 | 0 | 0 | 28.1491 | 96.2825 | 0
|  |  | 25.2107 | 0 | -25.2107 | 0 | 0 | 0 | 0 | 0 | -25.2107 | 0 | 0 | 0 | 25.2107 | 68.2707 | 0
|  |  | 21.4417 | 0 | -21.4417 | 0 | 0 | 0 | 0 | 0 | -21.4417 | 0 | 0 | 0 | 21.4417 | 44.4466 | 0
|  |  | 17.5188 | 0 | -17.5188 | 0 | 0 | 0 | 0 | 0 | -17.5188 | 0 | 0 | 0 | 17.5188 | 24.9812 | 0
|  |  | 14.3414 | 0 | -14.3414 | 0 | 0 | 0 | 0 | 0 | -14.3414 | 0 | 0 | 0 | 14.3414 | 9.0464 | 0
|  |  | 11.6673 | 0 | -11.6673 | 3.5255 | 0 | 0 | 0 | 0 | -11.6673 | 0 | 3.5255 | 0 | 8.1417 | 0 | 0
|  |  | 9.167 | 1.2594 | -7.9075 | 39.5111 | 0 | 0 | 0 | 1.2594 | -7.9075 | 14.0155 | 9.167 | 16.3287 | 0 | 14.6958 | 1.2594
|  |  | 7.1962 | 7.7497 | 0.55347 | 88.667 | 0.55347 | 0 | 0.49812 | 7.1962 | 0 | 88.667 | 0 | 0 | 7.1962 | 6.7 | 7.1962
|  |  | 6.03 | 18.2401 | 12.2101 | 133.819 | 12.2101 | 0 | 11.4872 | 6.03 | 0 | 133.819 | 0 | 0 | 6.03 | 0 | 6.03
|  |  | 6.0645 | 27.727 | 21.6626 | 166.0776 | 21.6626 | 0 | 30.9835 | 6.0645 | 0 | 160.0131 | 6.0645 | 0 | 0 | 0 | 6.0645
|  |  | 6.9622 | 33.3729 | 26.4107 | 184.9895 | 26.4107 | 0 | 54.7531 | 6.9622 | 0 | 178.0273 | 6.9622 | 0 | 0 | 0 | 6.9622
|  |  | 9.2104 | 32.869 | 23.6585 | 194.7099 | 23.6585 | 0 | 76.0458 | 9.2104 | 0 | 185.4995 | 9.2104 | 0 | 0 | 0 | 9.2104
|  |  | 12.2202 | 26.84 | 14.6198 | 182.5972 | 14.6198 | 0 | 89.2036 | 12.2202 | 0 | 52.3521 | 12.2202 | 118.0249 | 0 | 106.2224 | 12.2202
|  |  | 15.3949 | 15.7774 | 0.38244 | 164.3652 | 0.38244 | 0 | 89.5478 | 15.3949 | 0 | 0 | 15.3949 | 148.9702 | 0 | 240.2956 | 15.3949
|  |  | 18.6761 | 4.9002 | -13.7759 | 122.2351 | 0 | 13.7759 | 74.2413 | 4.9002 | 0 | 0 | 18.6761 | 103.559 | 0 | 333.4987 | 4.9002
|  |  | 22.1391 | 0.48964 | -21.6495 | 73.7339 | 0 | 21.6495 | 50.1863 | 0.48964 | 0 | 0 | 22.1391 | 51.5948 | 0 | 379.934 | 0.48964
|  |  | 26.0591 | 0 | -26.0591 | 23.9232 | 0 | 26.0591 | 21.2318 | 0 | 0 | 0 | 23.9232 | 0 | 2.1359 | 377.5608 | 0
|  |  | 29.8278 | 0 | -29.8278 | 0.80584 | 0 | 19.1086 | 0 | 0 | -10.7193 | 0 | 0.80584 | 0 | 29.022 | 345.3141 | 0
|  |  | 32.3465 | 0 | -32.3465 | 0 | 0 | 0 | 0 | 0 | -32.3465 | 0 | 0 | 0 | 32.3465 | 309.3736 | 0
|  |  | 33.6507 | 0 | -33.6507 | 0 | 0 | 0 | 0 | 0 | -33.6507 | 0 | 0 | 0 | 33.6507 | 271.9839 | 0
|  |  | 34.0882 | 0 | -34.0882 | 0 | 0 | 0 | 0 | 0 | -34.0882 | 0 | 0 | 0 | 34.0882 | 234.1082 | 0
|  |  | 33.501 | 0 | -33.501 | 0 | 0 | 0 | 0 | 0 | -33.501 | 0 | 0 | 0 | 33.501 | 196.8849 | 0
|  |  | 32.1465 | 0 | -32.1465 | 0 | 0 | 0 | 0 | 0 | -32.1465 | 0 | 0 | 0 | 32.1465 | 161.1665 | 0
|  |  | 30.2465 | 0 | -30.2465 | 0 | 0 | 0 | 0 | 0 | -30.2465 | 0 | 0 | 0 | 30.2465 | 127.5593 | 0
|  |  | 28.1491 | 0 | -28.1491 | 0 | 0 | 0 | 0 | 0 | -28.1491 | 0 | 0 | 0 | 28.1491 | 96.2825 | 0
|  |  | 25.2107 | 0 | -25.2107 | 0 | 0 | 0 | 0 | 0 | -25.2107 | 0 | 0 | 0 | 25.2107 | 68.2707 | 0
|  |  | 21.4417 | 0 | -21.4417 | 0 | 0 | 0 | 0 | 0 | -21.4417 | 0 | 0 | 0 | 21.4417 | 44.4466 | 0
|  |  | 17.5188 | 0 | -17.5188 | 0 | 0 | 0 | 0 | 0 | -17.5188 | 0 | 0 | 0 | 17.5188 | 24.9812 | 0
|  |  | 14.3414 | 0 | -14.3414 | 0 | 0 | 0 | 0 | 0 | -14.3414 | 0 | 0 | 0 | 14.3414 | 9.0464 | 0
|  |  | 11.6673 | 0 | -11.6673 | 3.5255 | 0 | 0 | 0 | 0 | -11.6673 | 0 | 3.5255 | 0 | 8.1417 | -2.7498e-15 | 0
|  |  | 9.167 | 0.97951 | -8.1875 | 47.5695 | 0 | 0 | 0 | 0.97951 | -8.1875 | 38.4025 | 9.167 | 0 | -2.4748e-15 | 0 | 0.97951
|  |  | 7.1962 | 5.3504 | -1.8458 | 99.3947 | 0 | 0 | 0 | 5.3504 | -1.8458 | 92.1985 | 7.1962 | 0 | 0 | 0 | 5.3504
|  |  | 6.03 | 12.7091 | 6.6791 | 151.774 | 6.6791 | 0 | 6.0112 | 6.03 | 0 | 145.744 | 6.03 | 0 | 0 | 0 | 6.03
|  |  | 6.0645 | 20.667 | 14.6025 | 191.5873 | 14.6025 | 0 | 19.1534 | 6.0645 | 0 | 185.5228 | 6.0645 | 0 | 0 | 0 | 6.0645
|  |  | 6.9622 | 25.0969 | 18.1347 | 214.5536 | 18.1347 | 0 | 35.4747 | 6.9622 | 0 | 207.5914 | 6.9622 | 0 | 0 | 0 | 6.9622
|  |  | 9.2104 | 24.1105 | 14.9 | 220.8744 | 14.9 | 0 | 48.8847 | 9.2104 | 0 | 211.6639 | 9.2104 | 0 | 0 | 0 | 9.2104
|  |  | 12.2202 | 19.1328 | 6.9126 | 209.4919 | 6.9126 | 0 | 55.1061 | 12.2202 | 0 | 148.5513 | 12.2202 | 48.7204 | 0 | 43.8483 | 12.2202
|  |  | 15.3949 | 11.823 | -3.5719 | 182.1187 | 0 | 3.5719 | 51.1372 | 11.823 | 0 | 0 | 15.3949 | 166.7238 | 0 | 193.8998 | 11.823
|  |  | 18.6761 | 4.3626 | -14.3134 | 138.1252 | 0 | 14.3134 | 35.2334 | 4.3626 | 0 | 0 | 18.6761 | 119.4491 | 0 | 301.4039 | 4.3626
|  |  | 22.1391 | 0.33007 | -21.8091 | 83.3536 | 0 | 21.8091 | 11.0011 | 0.33007 | 0 | 0 | 22.1391 | 61.2144 | 0 | 356.4969 | 0.33007
|  |  | 26.0591 | 0 | -26.0591 | 26.1393 | 0 | 9.901 | 0 | 0 | -16.1581 | 0 | 26.0591 | 0.080147 | 0 | 356.5691 | 0
|  |  | 29.8278 | 0 | -29.8278 | 0.88138 | 0 | 0 | 0 | 0 | -29.8278 | 0 | 0.88138 | 0 | 28.9464 | 324.4063 | 0
|  |  | 32.3465 | 0 | -32.3465 | 0 | 0 | 0 | 0 | 0 | -32.3465 | 0 | 0 | 0 | 32.3465 | 288.4658 | 0
|  |  | 33.6507 | 0 | -33.6507 | 0 | 0 | 0 | 0 | 0 | -33.6507 | 0 | 0 | 0 | 33.6507 | 251.0761 | 0
|  |  | 34.0882 | 0 | -34.0882 | 0 | 0 | 0 | 0 | 0 | -34.0882 | 0 | 0 | 0 | 34.0882 | 213.2004 | 0
|  |  | 33.501 | 0 | -33.501 | 0 | 0 | 0 | 0 | 0 | -33.501 | 0 | 0 | 0 | 33.501 | 175.9771 | 0
|  |  | 32.1465 | 0 | -32.1465 | 0 | 0 | 0 | 0 | 0 | -32.1465 | 0 | 0 | 0 | 32.1465 | 140.2587 | 0
|  |  | 24.0861 | 0 | -24.0861 | 0 | 0 | 0 | 0 | 0 | -24.0861 | 0 | 0 | 0 | 24.0861 | 113.4964 | 0
|  |  | 22.6294 | 0 | -22.6294 | 0 | 0 | 0 | 0 | 0 | -22.6294 | 0 | 0 | 0 | 22.6294 | 88.3526 | 0
|  |  | 20.8758 | 0 | -20.8758 | 0 | 0 | 0 | 0 | 0 | -20.8758 | 0 | 0 | 0 | 20.8758 | 65.1573 | 0
|  |  | 18.9345 | 0 | -18.9345 | 0 | 0 | 0 | 0 | 0 | -18.9345 | 0 | 0 | 0 | 18.9345 | 44.119 | 0
|  |  | 15.4144 | 0 | -15.4144 | 0 | 0 | 0 | 0 | 0 | -15.4144 | 0 | 0 | 0 | 15.4144 | 26.9919 | 0
|  |  | 11.7376 | 0 | -11.7376 | 0 | 0 | 0 | 0 | 0 | -11.7376 | 0 | 0 | 0 | 11.7376 | 13.95 | 0
|  |  | 16.1057 | 0 | -16.1057 | 3.5507 | 0 | 0 | 0 | 0 | -16.1057 | 0 | 3.5507 | 0 | 12.555 | 0 | 0
|  |  | 19.9504 | 0.90087 | -19.0495 | 41.9538 | 0 | 0 | 0 | 0.90087 | -19.0495 | 22.0034 | 19.9504 | 0 | 0 | 0 | 0.90087
|  |  | 26.3005 | 5.866 | -20.4345 | 91.0845 | 0 | 0 | 0 | 5.866 | -20.4345 | 64.784 | 26.3005 | 0 | 0 | 0 | 5.866
|  |  | 31.0713 | 13.9667 | -17.1045 | 140.7441 | 0 | 0 | 0 | 13.9667 | -17.1045 | 109.6728 | 31.0713 | 0 | 0 | 0 | 13.9667
|  |  | 33.2435 | 21.1232 | -12.1204 | 177.46 | 0 | 0 | 0 | 21.1232 | -12.1204 | 144.2165 | 33.2435 | 0 | 0 | 0 | 21.1232
|  |  | 33.9264 | 24.3984 | -9.528 | 198.5628 | 0 | 0 | 0 | 24.3984 | -9.528 | 164.6364 | 33.9264 | 0 | 0 | 0 | 24.3984
|  |  | 35.3688 | 23.2449 | -12.1239 | 203.423 | 0 | 0 | 0 | 23.2449 | -12.1239 | 168.0542 | 35.3688 | 0 | 0 | 0 | 23.2449
|  |  | 34.1685 | 20.1307 | -14.0378 | 194.6092 | 0 | 0 | 0 | 20.1307 | -14.0378 | 19.9466 | 34.1685 | 140.4941 | 0 | 126.4447 | 20.1307
|  |  | 35.1159 | 13.3726 | -21.7433 | 167.6137 | 0 | 0 | 0 | 13.3726 | -21.7433 | 0 | 35.1159 | 132.4978 | 0 | 245.6927 | 13.3726
|  |  | 40.4938 | 4.4854 | -36.0084 | 127.75 | 0 | 0 | 0 | 4.4854 | -36.0084 | 0 | 40.4938 | 87.2562 | 0 | 324.2233 | 4.4854
|  |  | 46.2897 | 0.2755 | -46.0142 | 76.7558 | 0 | 0 | 0 | 0.2755 | -46.0142 | 0 | 46.2897 | 30.4661 | 0 | 351.6428 | 0.2755
|  |  | 46.7678 | 0 | -46.7678 | 23.2685 | 0 | 0 | 0 | 0 | -46.7678 | 0 | 23.2685 | 0 | 23.4993 | 325.5324 | 0
|  |  | 41.1187 | 0 | -41.1187 | 0.93175 | 0 | 0 | 0 | 0 | -41.1187 | 0 | 0.93175 | 0 | 40.1869 | 280.8803 | 0
|  |  | 30.6708 | 0 | -30.6708 | 0 | 0 | 0 | 0 | 0 | -30.6708 | 0 | 0 | 0 | 30.6708 | 246.8017 | 0
|  |  | 23.3615 | 0 | -23.3615 | 0 | 0 | 0 | 0 | 0 | -23.3615 | 0 | 0 | 0 | 23.3615 | 220.8444 | 0
|  |  | 23.6941 | 0 | -23.6941 | 0 | 0 | 0 | 0 | 0 | -23.6941 | 0 | 0 | 0 | 23.6941 | 194.5176 | 0
|  |  | 24.2768 | 0 | -24.2768 | 0 | 0 | 0 | 0 | 0 | -24.2768 | 0 | 0 | 0 | 24.2768 | 167.5433 | 0
|  |  | 24.5562 | 0 | -24.5562 | 0 | 0 | 0 | 0 | 0 | -24.5562 | 0 | 0 | 0 | 24.5562 | 140.2587 | 0
|  |  | 24.0861 | 0 | -24.0861 | 0 | 0 | 0 | 0 | 0 | -24.0861 | 0 | 0 | 0 | 24.0861 | 113.4964 | 0
|  |  | 22.6294 | 0 | -22.6294 | 0 | 0 | 0 | 0 | 0 | -22.6294 | 0 | 0 | 0 | 22.6294 | 88.3526 | 0
|  |  | 20.8758 | 0 | -20.8758 | 0 | 0 | 0 | 0 | 0 | -20.8758 | 0 | 0 | 0 | 20.8758 | 65.1573 | 0
|  |  | 18.9345 | 0 | -18.9345 | 0 | 0 | 0 | 0 | 0 | -18.9345 | 0 | 0 | 0 | 18.9345 | 44.119 | 0
|  |  | 15.4144 | 0 | -15.4144 | 0 | 0 | 0 | 0 | 0 | -15.4144 | 0 | 0 | 0 | 15.4144 | 26.9919 | 0
|  |  | 11.7376 | 0 | -11.7376 | 0 | 0 | 0 | 0 | 0 | -11.7376 | 0 | 0 | 0 | 11.7376 | 13.95 | 0
|  |  | 16.1057 | 0 | -16.1057 | 3.5507 | 0 | 0 | 0 | 0 | -16.1057 | 0 | 3.5507 | 0 | 12.555 | 0 | 0
|  |  | 19.9504 | 0.70292 | -19.2475 | 32.8881 | 0 | 0 | 0 | 0.70292 | -19.2475 | 12.9378 | 19.9504 | 0 | 0 | 0 | 0.70292
|  |  | 26.3005 | 4.7183 | -21.5823 | 75.7989 | 0 | 0 | 0 | 4.7183 | -21.5823 | 49.4983 | 26.3005 | 0 | 0 | 0 | 4.7183
|  |  | 31.0713 | 11.6779 | -19.3934 | 108.0323 | 0 | 0 | 0 | 11.6779 | -19.3934 | 76.961 | 31.0713 | 0 | 0 | 0 | 11.6779
|  |  | 33.2435 | 17.3899 | -15.8537 | 135.9595 | 0 | 0 | 0 | 17.3899 | -15.8537 | 102.7159 | 33.2435 | 0 | 0 | 0 | 17.3899
|  |  | 33.9264 | 21.0216 | -12.9048 | 124.8541 | 0 | 0 | 0 | 21.0216 | -12.9048 | 90.9276 | 33.9264 | 0 | 0 | 0 | 21.0216
|  |  | 35.3688 | 21.927 | -13.4418 | 166.3798 | 0 | 0 | 0 | 21.927 | -13.4418 | 35.5135 | 35.3688 | 94.889 | 0 | 85.4001 | 21.927
|  |  | 34.1685 | 17.7017 | -16.4668 | 152.3028 | 0 | 0 | 0 | 17.7017 | -16.4668 | 0 | 34.1685 | 118.1343 | 0 | 191.721 | 17.7017
|  |  | 35.1159 | 10.2887 | -24.8272 | 127.8508 | 0 | 0 | 0 | 10.2887 | -24.8272 | 0 | 35.1159 | 92.7349 | 0 | 275.1824 | 10.2887
|  |  | 40.4938 | 3.38 | -37.1138 | 129.3869 | 0 | 0 | 0 | 3.38 | -37.1138 | 0 | 40.4938 | 88.8931 | 0 | 355.1861 | 3.38
|  |  | 46.2897 | 0.16037 | -46.1293 | 79.0222 | 0 | 0 | 0 | 0.16037 | -46.1293 | 0 | 46.2897 | 32.7325 | 0 | 384.6454 | 0.16037
|  |  | 46.7678 | 0 | -46.7678 | 23.4699 | 0 | 0 | 0 | 0 | -46.7678 | 0 | 23.4699 | 0 | 23.2978 | 358.7589 | 0
|  |  | 41.1187 | 0 | -41.1187 | 1.9642 | 0 | 0 | 0 | 0 | -41.1187 | 0 | 1.9642 | 0 | 39.1545 | 315.254 | 0
|  |  | 30.6708 | 0 | -30.6708 | 0 | 0 | 0 | 0 | 0 | -30.6708 | 0 | 0 | 0 | 30.6708 | 281.1753 | 0
|  |  | 23.3615 | 0 | -23.3615 | 0 | 0 | 0 | 0 | 0 | -23.3615 | 0 | 0 | 0 | 23.3615 | 255.2181 | 0
|  |  | 23.6941 | 0 | -23.6941 | 0 | 0 | 0 | 0 | 0 | -23.6941 | 0 | 0 | 0 | 23.6941 | 228.8913 | 0
|  |  | 24.2768 | 0 | -24.2768 | 0 | 0 | 0 | 0 | 0 | -24.2768 | 0 | 0 | 0 | 24.2768 | 201.917 | 0
|  |  | 24.5562 | 0 | -24.5562 | 0 | 0 | 0 | 0 | 0 | -24.5562 | 0 | 0 | 0 | 24.5562 | 174.6324 | 0
|  |  | 24.0861 | 0 | -24.0861 | 0 | 0 | 0 | 0 | 0 | -24.0861 | 0 | 0 | 0 | 24.0861 | 147.8701 | 0
|  |  | 22.6294 | 0 | -22.6294 | 0 | 0 | 0 | 0 | 0 | -22.6294 | 0 | 0 | 0 | 22.6294 | 122.7263 | 0
|  |  | 20.8758 | 0 | -20.8758 | 0 | 0 | 0 | 0 | 0 | -20.8758 | 0 | 0 | 0 | 20.8758 | 99.531 | 0
|  |  | 18.9345 | 0 | -18.9345 | 0 | 0 | 0 | 0 | 0 | -18.9345 | 0 | 0 | 0 | 18.9345 | 78.4927 | 0
|  |  | 15.4144 | 0 | -15.4144 | 0 | 0 | 0 | 0 | 0 | -15.4144 | 0 | 0 | 0 | 15.4144 | 61.3655 | 0
|  |  | 11.7376 | 0 | -11.7376 | 0 | 0 | 0 | 0 | 0 | -11.7376 | 0 | 0 | 0 | 11.7376 | 48.3237 | 0
|  |  | 16.1057 | 0 | -16.1057 | 2.5938 | 0 | 0 | 0 | 0 | -16.1057 | 0 | 0 | 0 | 13.512 | 33.3104 | 0
|  |  | 19.9504 | 0.70399 | -19.2464 | 14.7569 | 0 | 0 | 0 | 0.70399 | -19.2464 | 0 | 14.7569 | 0 | 5.1935 | 27.5398 | 0.70399
|  |  | 26.3005 | 6.0247 | -20.2758 | 15.2605 | 0 | 0 | 0 | 6.0247 | -20.2758 | 0 | 15.2605 | 0 | 11.04 | 15.2731 | 6.0247
|  |  | 31.0713 | 14.3378 | -16.7335 | 17.3255 | 0 | 0 | 0 | 14.3378 | -16.7335 | 0 | 17.3255 | 0 | 13.7458 | 0 | 14.3378
|  |  | 33.2435 | 23.0394 | -10.2042 | 117.249 | 0 | 0 | 0 | 23.0394 | -10.2042 | 84.0055 | 33.2435 | 0 | 0 | 0 | 23.0394
|  |  | 33.9264 | 29.7863 | -4.1401 | 142.381 | 0 | 0 | 0 | 29.7863 | -4.1401 | 108.4546 | 33.9264 | 0 | 0 | 0 | 29.7863
|  |  | 35.3688 | 29.4475 | -5.9212 | 132.988 | 0 | 0 | 0 | 29.4475 | -5.9212 | 30.2191 | 35.3688 | 67.4001 | 0 | 60.6601 | 29.4475
|  |  | 34.1685 | 22.5246 | -11.6439 | 160.7641 | 0 | 0 | 0 | 22.5246 | -11.6439 | 0 | 34.1685 | 126.5956 | 0 | 174.5961 | 22.5246
|  |  | 35.1159 | 12.8877 | -22.2282 | 121.7315 | 0 | 0 | 0 | 12.8877 | -22.2282 | 0 | 35.1159 | 86.6156 | 0 | 252.5501 | 12.8877
|  |  | 40.4938 | 4.1712 | -36.3226 | 116.972 | 0 | 0 | 0 | 4.1712 | -36.3226 | 0 | 40.4938 | 76.4782 | 0 | 321.3804 | 4.1712
|  |  | 46.2897 | 0.12463 | -46.165 | 78.2667 | 0 | 0 | 0 | 0.12463 | -46.165 | 0 | 46.2897 | 31.9771 | 0 | 350.1598 | 0.12463
|  |  | 46.7678 | 0 | -46.7678 | 21.8331 | 0 | 0 | 0 | 0 | -46.7678 | 0 | 21.8331 | 0 | 24.9347 | 322.4546 | 0
|  |  | 41.1187 | 0 | -41.1187 | 1.3347 | 0 | 0 | 0 | 0 | -41.1187 | 0 | 1.3347 | 0 | 39.784 | 278.2501 | 0
|  |  | 30.6708 | 0 | -30.6708 | 0 | 0 | 0 | 0 | 0 | -30.6708 | 0 | 0 | 0 | 30.6708 | 244.1715 | 0
|  |  | 23.3615 | 0 | -23.3615 | 0 | 0 | 0 | 0 | 0 | -23.3615 | 0 | 0 | 0 | 23.3615 | 218.2143 | 0
|  |  | 23.6941 | 0 | -23.6941 | 0 | 0 | 0 | 0 | 0 | -23.6941 | 0 | 0 | 0 | 23.6941 | 191.8875 | 0
|  |  | 24.2768 | 0 | -24.2768 | 0 | 0 | 0 | 0 | 0 | -24.2768 | 0 | 0 | 0 | 24.2768 | 164.9132 | 0
|  |  | 24.5562 | 0 | -24.5562 | 0 | 0 | 0 | 0 | 0 | -24.5562 | 0 | 0 | 0 | 24.5562 | 137.6286 | 0
|  |  | 24.0861 | 0 | -24.0861 | 0 | 0 | 0 | 0 | 0 | -24.0861 | 0 | 0 | 0 | 24.0861 | 110.8663 | 0
|  |  | 22.6294 | 0 | -22.6294 | 0 | 0 | 0 | 0 | 0 | -22.6294 | 0 | 0 | 0 | 22.6294 | 85.7225 | 0
|  |  | 20.8758 | 0 | -20.8758 | 0 | 0 | 0 | 0 | 0 | -20.8758 | 0 | 0 | 0 | 20.8758 | 62.5272 | 0
|  |  | 18.9345 | 0 | -18.9345 | 0 | 0 | 0 | 0 | 0 | -18.9345 | 0 | 0 | 0 | 18.9345 | 41.4888 | 0
|  |  | 15.4144 | 0 | -15.4144 | 0 | 0 | 0 | 0 | 0 | -15.4144 | 0 | 0 | 0 | 15.4144 | 24.3617 | 0
|  |  | 11.7376 | 0 | -11.7376 | 0 | 0 | 0 | 0 | 0 | -11.7376 | 0 | 0 | 0 | 11.7376 | 11.3199 | 0
|  |  | 16.1057 | 0 | -16.1057 | 5.9179 | 0 | 0 | 0 | 0 | -16.1057 | 0 | 5.9179 | 0 | 10.1879 | 0 | 0
|  |  | 19.9504 | 0.60966 | -19.3407 | 36.9173 | 0 | 0 | 0 | 0.60966 | -19.3407 | 16.9669 | 19.9504 | 0 | 0 | 0 | 0.60966
|  |  | 26.3005 | 5.0737 | -21.2269 | 122.1596 | 0 | 0 | 0 | 5.0737 | -21.2269 | 95.859 | 26.3005 | 0 | 0 | 0 | 5.0737
|  |  | 31.0713 | 12.9621 | -18.1092 | 161.444 | 0 | 0 | 0 | 12.9621 | -18.1092 | 55.3836 | 31.0713 | 74.9891 | 0 | 67.4902 | 12.9621
|  |  | 33.2435 | 20.6631 | -12.5804 | 134.7759 | 0 | 0 | 0 | 20.6631 | -12.5804 | 0 | 33.2435 | 101.5324 | 0 | 158.8693 | 20.6631
|  |  | 33.9264 | 27.6905 | -6.2359 | 82.0189 | 0 | 0 | 0 | 27.6905 | -6.2359 | 0 | 33.9264 | 48.0925 | 0 | 202.1526 | 27.6905
|  |  | 35.3688 | 28.0789 | -7.2899 | 52.8577 | 0 | 0 | 0 | 28.0789 | -7.2899 | 0 | 35.3688 | 17.489 | 0 | 217.8926 | 28.0789
|  |  | 34.1685 | 21.4127 | -12.7558 | 151.5977 | 0 | 0 | 0 | 21.4127 | -12.7558 | 0 | 34.1685 | 117.4292 | 0 | 323.5789 | 21.4127
|  |  | 35.1159 | 12.7089 | -22.407 | 127.196 | 0 | 0 | 0 | 12.7089 | -22.407 | 0 | 35.1159 | 92.0801 | 0 | 406.451 | 12.7089
|  |  | 40.4938 | 3.9201 | -36.5737 | 48.5264 | 0 | 0 | 0 | 3.9201 | -36.5737 | 0 | 40.4938 | 8.0325 | 0 | 413.6803 | 3.9201
|  |  | 46.2897 | 0.070554 | -46.2191 | 9.67 | 0 | 0 | 0 | 0.070554 | -46.2191 | 0 | 9.67 | 0 | 36.6197 | 372.9918 | 0.070554
|  |  | 46.7678 | 0 | -46.7678 | 4.4573 | 0 | 0 | 0 | 0 | -46.7678 | 0 | 4.4573 | 0 | 42.3105 | 325.9801 | 0
|  |  | 41.1187 | 0 | -41.1187 | 0.47846 | 0 | 0 | 0 | 0 | -41.1187 | 0 | 0.47846 | 0 | 40.6402 | 280.8243 | 0
|  |  | 30.6708 | 0 | -30.6708 | 0 | 0 | 0 | 0 | 0 | -30.6708 | 0 | 0 | 0 | 30.6708 | 246.7457 | 0
|  |  | 23.3615 | 0 | -23.3615 | 0 | 0 | 0 | 0 | 0 | -23.3615 | 0 | 0 | 0 | 23.3615 | 220.7885 | 0
|  |  | 23.6941 | 0 | -23.6941 | 0 | 0 | 0 | 0 | 0 | -23.6941 | 0 | 0 | 0 | 23.6941 | 194.4617 | 0
|  |  | 24.2768 | 0 | -24.2768 | 0 | 0 | 0 | 0 | 0 | -24.2768 | 0 | 0 | 0 | 24.2768 | 167.4874 | 0
|  |  | 24.5562 | 0 | -24.5562 | 0 | 0 | 0 | 0 | 0 | -24.5562 | 0 | 0 | 0 | 24.5562 | 140.2028 | 0
|  |  | 24.0861 | 0 | -24.0861 | 0 | 0 | 0 | 0 | 0 | -24.0861 | 0 | 0 | 0 | 24.0861 | 113.4404 | 0
|  |  | 22.6294 | 0 | -22.6294 | 0 | 0 | 0 | 0 | 0 | -22.6294 | 0 | 0 | 0 | 22.6294 | 88.2967 | 0
|  |  | 20.8758 | 0 | -20.8758 | 0 | 0 | 0 | 0 | 0 | -20.8758 | 0 | 0 | 0 | 20.8758 | 65.1014 | 0
|  |  | 18.9345 | 0 | -18.9345 | 0 | 0 | 0 | 0 | 0 | -18.9345 | 0 | 0 | 0 | 18.9345 | 44.063 | 0
|  |  | 15.4144 | 0 | -15.4144 | 0 | 0 | 0 | 0 | 0 | -15.4144 | 0 | 0 | 0 | 15.4144 | 26.9359 | 0
|  |  | 11.7376 | 0 | -11.7376 | 0 | 0 | 0 | 0 | 0 | -11.7376 | 0 | 0 | 0 | 11.7376 | 13.8941 | 0
|  |  | 16.1057 | 0 | -16.1057 | 3.6011 | 0 | 0 | 0 | 0 | -16.1057 | 0 | 3.6011 | 0 | 12.5047 | -2.604e-15 | 0
|  |  | 19.9504 | 0.59231 | -19.3581 | 37.1691 | 0 | 0 | 0 | 0.59231 | -19.3581 | 17.2188 | 19.9504 | 2.8933e-15 | 0 | 0 | 0.59231
|  |  | 26.3005 | 5.4582 | -20.8424 | 83.3787 | 0 | 0 | 0 | 5.4582 | -20.8424 | 57.0782 | 26.3005 | 0 | 0 | 0 | 5.4582
|  |  | 31.0713 | 14.5683 | -16.503 | 131.2252 | 0 | 0 | 0 | 14.5683 | -16.503 | 100.1539 | 31.0713 | 0 | 0 | 0 | 14.5683
|  |  | 33.2435 | 21.4481 | -11.7954 | 168.2936 | 0 | 0 | 0 | 21.4481 | -11.7954 | 135.0501 | 33.2435 | 0 | 0 | 0 | 21.4481
|  |  | 33.9264 | 26.3994 | -7.527 | 183.0757 | 0 | 0 | 0 | 26.3994 | -7.527 | 149.1492 | 33.9264 | 0 | 0 | 0 | 26.3994
|  |  | 35.3688 | 29.1079 | -6.2609 | 191.0585 | 0 | 0 | 0 | 29.1079 | -6.2609 | 119.1588 | 35.3688 | 36.5309 | 0 | 32.8778 | 29.1079
|  |  | 34.1685 | 24.0266 | -10.142 | 183.7556 | 0 | 0 | 0 | 24.0266 | -10.142 | 0 | 34.1685 | 149.587 | 0 | 167.5062 | 24.0266
|  |  | 35.1159 | 13.655 | -21.4609 | 159.0265 | 0 | 0 | 0 | 13.655 | -21.4609 | 0 | 35.1159 | 123.9106 | 0 | 279.0257 | 13.655
|  |  | 40.4938 | 4.4429 | -36.051 | 121.7063 | 0 | 0 | 0 | 4.4429 | -36.051 | 0 | 40.4938 | 81.2124 | 0 | 352.1169 | 4.4429
|  |  | 46.2897 | 0.36031 | -45.9294 | 71.543 | 0 | 0 | 0 | 0.36031 | -45.9294 | 0 | 46.2897 | 25.2534 | 0 | 374.845 | 0.36031
|  |  | 46.7678 | 0 | -46.7678 | 22.0346 | 0 | 0 | 0 | 0 | -46.7678 | 0 | 22.0346 | 0 | 24.7332 | 347.3636 | 0
|  |  | 41.1187 | 0 | -41.1187 | 1.3598 | 0 | 0 | 0 | 0 | -41.1187 | 0 | 1.3598 | 0 | 39.7588 | 303.1871 | 0
|  |  | 30.6708 | 0 | -30.6708 | 0 | 0 | 0 | 0 | 0 | -30.6708 | 0 | 0 | 0 | 30.6708 | 269.1085 | 0
|  |  | 23.3615 | 0 | -23.3615 | 0 | 0 | 0 | 0 | 0 | -23.3615 | 0 | 0 | 0 | 23.3615 | 243.1512 | 0
|  |  | 23.6941 | 0 | -23.6941 | 0 | 0 | 0 | 0 | 0 | -23.6941 | 0 | 0 | 0 | 23.6941 | 216.8244 | 0
|  |  | 24.2768 | 0 | -24.2768 | 0 | 0 | 0 | 0 | 0 | -24.2768 | 0 | 0 | 0 | 24.2768 | 189.8502 | 0
|  |  | 24.5562 | 0 | -24.5562 | 0 | 0 | 0 | 0 | 0 | -24.5562 | 0 | 0 | 0 | 24.5562 | 162.5655 | 0
|  |  | 30.2465 | 0 | -30.2465 | 0 | 0 | 0 | 0 | 0 | -30.2465 | 0 | 0 | 0 | 30.2465 | 128.9584 | 0
|  |  | 28.1491 | 0 | -28.1491 | 0 | 0 | 0 | 0 | 0 | -28.1491 | 0 | 0 | 0 | 28.1491 | 97.6816 | 0
|  |  | 25.2107 | 0 | -25.2107 | 0 | 0 | 0 | 0 | 0 | -25.2107 | 0 | 0 | 0 | 25.2107 | 69.6697 | 0
|  |  | 21.4417 | 0 | -21.4417 | 0 | 0 | 0 | 0 | 0 | -21.4417 | 0 | 0 | 0 | 21.4417 | 45.8456 | 0
|  |  | 17.5188 | 0 | -17.5188 | 0 | 0 | 0 | 0 | 0 | -17.5188 | 0 | 0 | 0 | 17.5188 | 26.3802 | 0
|  |  | 14.3414 | 0 | -14.3414 | 0 | 0 | 0 | 0 | 0 | -14.3414 | 0 | 0 | 0 | 14.3414 | 10.4454 | 0
|  |  | 11.6673 | 0 | -11.6673 | 2.2664 | 0 | 0 | 0 | 0 | -11.6673 | 0 | 2.2664 | 0 | 9.4009 | -1.2083e-15 | 0
|  |  | 9.167 | 0.46404 | -8.7029 | 30.0677 | 0 | 0 | 0 | 0.46404 | -8.7029 | 20.9008 | 9.167 | 0 | -1.0874e-15 | 0 | 0.46404
|  |  | 7.1962 | 4.052 | -3.1442 | 62.4774 | 0 | 0 | 0 | 4.052 | -3.1442 | 55.2812 | 7.1962 | 0 | 0 | 0 | 4.052
|  |  | 6.03 | 11.5559 | 5.5259 | 96.0958 | 5.5259 | 0 | 4.9733 | 6.03 | 0 | 90.0658 | 6.03 | 0 | 0 | 0 | 6.03
|  |  | 6.0645 | 18.4841 | 12.4196 | 119.1125 | 12.4196 | 0 | 16.151 | 6.0645 | 0 | 113.048 | 6.0645 | 0 | 0 | 0 | 6.0645
|  |  | 6.9622 | 21.286 | 14.3238 | 133.7938 | 14.3238 | 0 | 29.0424 | 6.9622 | 0 | 126.8316 | 6.9622 | 0 | 0 | 0 | 6.9622
|  |  | 9.2104 | 19.5876 | 10.3771 | 134.2723 | 10.3771 | 0 | 38.3818 | 9.2104 | 0 | 7.5932 | 9.2104 | 117.4686 | 0 | 105.7218 | 9.2104
|  |  | 12.2202 | 14.9848 | 2.7646 | 127.3471 | 2.7646 | 0 | 40.8699 | 12.2202 | 0 | 0 | 12.2202 | 115.1269 | 0 | 209.336 | 12.2202
|  |  | 15.3949 | 8.8581 | -6.5368 | 107.0753 | 0 | 6.5368 | 33.6068 | 8.8581 | 0 | 0 | 15.3949 | 91.6804 | 0 | 291.8483 | 8.8581
|  |  | 18.6761 | 2.96 | -15.7161 | 86.1236 | 0 | 15.7161 | 16.1445 | 2.96 | 0 | 0 | 18.6761 | 67.4475 | 0 | 352.5511 | 2.96
|  |  | 22.1391 | 0.26895 | -21.8702 | 55.3004 | 0 | 14.53 | 0 | 0.26895 | -7.3401 | 0 | 22.1391 | 33.1613 | 0 | 382.3963 | 0.26895
|  |  | 26.0591 | 0 | -26.0591 | 22.0849 | 0 | 0 | 0 | 0 | -26.0591 | 0 | 22.0849 | 0 | 3.9742 | 377.9805 | 0
|  |  | 29.8278 | 0 | -29.8278 | 0.50365 | 0 | 0 | 0 | 0 | -29.8278 | 0 | 0.50365 | 0 | 29.3242 | 345.3981 | 0
|  |  | 32.3465 | 0 | -32.3465 | 0 | 0 | 0 | 0 | 0 | -32.3465 | 0 | 0 | 0 | 32.3465 | 309.4575 | 0
|  |  | 33.6507 | 0 | -33.6507 | 0 | 0 | 0 | 0 | 0 | -33.6507 | 0 | 0 | 0 | 33.6507 | 272.0679 | 0
|  |  | 34.0882 | 0 | -34.0882 | 0 | 0 | 0 | 0 | 0 | -34.0882 | 0 | 0 | 0 | 34.0882 | 234.1921 | 0
|  |  | 33.501 | 0 | -33.501 | 0 | 0 | 0 | 0 | 0 | -33.501 | 0 | 0 | 0 | 33.501 | 196.9688 | 0
|  |  | 32.1465 | 0 | -32.1465 | 0 | 0 | 0 | 0 | 0 | -32.1465 | 0 | 0 | 0 | 32.1465 | 161.2505 | 0
|  |  | 30.2465 | 0 | -30.2465 | 0 | 0 | 0 | 0 | 0 | -30.2465 | 0 | 0 | 0 | 30.2465 | 127.6433 | 0
|  |  | 28.1491 | 0 | -28.1491 | 0 | 0 | 0 | 0 | 0 | -28.1491 | 0 | 0 | 0 | 28.1491 | 96.3665 | 0
|  |  | 25.2107 | 0 | -25.2107 | 0 | 0 | 0 | 0 | 0 | -25.2107 | 0 | 0 | 0 | 25.2107 | 68.3546 | 0
|  |  | 21.4417 | 0 | -21.4417 | 0 | 0 | 0 | 0 | 0 | -21.4417 | 0 | 0 | 0 | 21.4417 | 44.5305 | 0
|  |  | 17.5188 | 0 | -17.5188 | 0 | 0 | 0 | 0 | 0 | -17.5188 | 0 | 0 | 0 | 17.5188 | 25.0652 | 0
|  |  | 14.3414 | 0 | -14.3414 | 0 | 0 | 0 | 0 | 0 | -14.3414 | 0 | 0 | 0 | 14.3414 | 9.1303 | 0
|  |  | 11.6673 | 0 | -11.6673 | 3.45 | 0 | 0 | 0 | 0 | -11.6673 | 0 | 3.45 | 0 | 8.2173 | 0 | 0
|  |  | 9.167 | 0.48221 | -8.6848 | 38.0002 | 0 | 0 | 0 | 0.48221 | -8.6848 | 12.5045 | 9.167 | 16.3287 | 0 | 14.6958 | 0.48221
|  |  | 7.1962 | 3.961 | -3.2352 | 87.1561 | 0 | 0 | 0 | 3.961 | -3.2352 | 87.1561 | 0 | 0 | 7.1962 | 6.7 | 3.961
|  |  | 6.03 | 10.3658 | 4.3358 | 137.2941 | 4.3358 | 0 | 3.9022 | 6.03 | 0 | 137.2941 | 0 | 0 | 6.03 | 0 | 6.03
|  |  | 6.0645 | 16.2267 | 10.1622 | 175.1936 | 10.1622 | 0 | 13.0482 | 6.0645 | 0 | 169.1291 | 6.0645 | 0 | 0 | 0 | 6.0645
|  |  | 6.9622 | 18.9723 | 12.0101 | 198.1347 | 12.0101 | 0 | 23.8573 | 6.9622 | 0 | 191.1725 | 6.9622 | 0 | 0 | 0 | 6.9622
|  |  | 9.2104 | 18.3286 | 9.1181 | 204.0022 | 9.1181 | 0 | 32.0636 | 9.2104 | 0 | 194.7918 | 9.2104 | 0 | 0 | 0 | 9.2104
|  |  | 12.2202 | 15.157 | 2.9367 | 193.9292 | 2.9367 | 0 | 34.7067 | 12.2202 | 0 | 92.6799 | 12.2202 | 89.0291 | 0 | 80.1262 | 12.2202
|  |  | 15.3949 | 9.1688 | -6.2262 | 167.9159 | 0 | 6.2262 | 27.7887 | 9.1688 | 0 | 0 | 15.3949 | 152.521 | 0 | 217.395 | 9.1688
|  |  | 18.6761 | 2.9645 | -15.7116 | 125.8362 | 0 | 15.7116 | 10.3314 | 2.9645 | 0 | 0 | 18.6761 | 107.1601 | 0 | 313.8391 | 2.9645
|  |  | 22.1391 | 0.2568 | -21.8823 | 74.2124 | 0 | 9.2983 | 0 | 0.2568 | -12.5841 | 0 | 22.1391 | 52.0733 | 0 | 360.705 | 0.2568
|  |  | 26.0591 | 0 | -26.0591 | 22.0346 | 0 | 0 | 0 | 0 | -26.0591 | 0 | 22.0346 | 0 | 4.0246 | 356.2333 | 0
|  |  | 29.8278 | 0 | -29.8278 | 1.0577 | 0 | 0 | 0 | 0 | -29.8278 | 0 | 1.0577 | 0 | 28.7702 | 324.2664 | 0
|  |  | 32.3465 | 0 | -32.3465 | 0 | 0 | 0 | 0 | 0 | -32.3465 | 0 | 0 | 0 | 32.3465 | 288.3259 | 0
|  |  | 33.6507 | 0 | -33.6507 | 0 | 0 | 0 | 0 | 0 | -33.6507 | 0 | 0 | 0 | 33.6507 | 250.9362 | 0
|  |  | 34.0882 | 0 | -34.0882 | 0 | 0 | 0 | 0 | 0 | -34.0882 | 0 | 0 | 0 | 34.0882 | 213.0604 | 0
|  |  | 33.501 | 0 | -33.501 | 0 | 0 | 0 | 0 | 0 | -33.501 | 0 | 0 | 0 | 33.501 | 175.8372 | 0
|  |  | 32.1465 | 0 | -32.1465 | 0 | 0 | 0 | 0 | 0 | -32.1465 | 0 | 0 | 0 | 32.1465 | 140.1188 | 0
|  |  | 24.0861 | 0 | -24.0861 | 0 | 0 | 0 | 0 | 0 | -24.0861 | 0 | 0 | 0 | 24.0861 | 113.3565 | 0
|  |  | 22.6294 | 0 | -22.6294 | 0 | 0 | 0 | 0 | 0 | -22.6294 | 0 | 0 | 0 | 22.6294 | 88.2127 | 0
|  |  | 20.8758 | 0 | -20.8758 | 0 | 0 | 0 | 0 | 0 | -20.8758 | 0 | 0 | 0 | 20.8758 | 65.0174 | 0
|  |  | 18.9345 | 0 | -18.9345 | 0 | 0 | 0 | 0 | 0 | -18.9345 | 0 | 0 | 0 | 18.9345 | 43.9791 | 0
|  |  | 15.4144 | 0 | -15.4144 | 0 | 0 | 0 | 0 | 0 | -15.4144 | 0 | 0 | 0 | 15.4144 | 26.852 | 0
|  |  | 11.7376 | 0 | -11.7376 | 0 | 0 | 0 | 0 | 0 | -11.7376 | 0 | 0 | 0 | 11.7376 | 13.8101 | 0
|  |  | 16.1057 | 0 | -16.1057 | 3.6766 | 0 | 0 | 0 | 0 | -16.1057 | 0 | 3.6766 | 0 | 12.4291 | 0 | 0
|  |  | 19.9504 | 0.33454 | -19.6158 | 47.9724 | 0 | 0 | 0 | 0.33454 | -19.6158 | 28.022 | 19.9504 | 0 | 0 | 0 | 0.33454
|  |  | 26.3005 | 3.9417 | -22.3588 | 108.8633 | 0 | 0 | 0 | 3.9417 | -22.3588 | 82.5628 | 26.3005 | 0 | 0 | 0 | 3.9417
|  |  | 31.0713 | 11.1911 | -19.8802 | 164.9444 | 0 | 0 | 0 | 11.1911 | -19.8802 | 133.8731 | 31.0713 | 0 | 0 | 0 | 11.1911
|  |  | 33.2435 | 18.5581 | -14.6854 | 210.4992 | 0 | 0 | 0 | 18.5581 | -14.6854 | 144.5317 | 33.2435 | 32.7239 | 0 | 29.4515 | 18.5581
|  |  | 33.9264 | 23.7558 | -10.1707 | 120.0694 | 0 | 0 | 0 | 23.7558 | -10.1707 | 0 | 33.9264 | 86.143 | 0 | 106.9802 | 23.7558
|  |  | 35.3688 | 24.7144 | -10.6544 | 121.6055 | 0 | 0 | 0 | 24.7144 | -10.6544 | 0 | 35.3688 | 86.2368 | 0 | 184.5933 | 24.7144
|  |  | 34.1685 | 19.1164 | -15.0521 | 102.5425 | 0 | 0 | 0 | 19.1164 | -15.0521 | 0 | 34.1685 | 68.374 | 0 | 246.1299 | 19.1164
|  |  | 35.1159 | 10.3893 | -24.7266 | 105.2118 | 0 | 0 | 0 | 10.3893 | -24.7266 | 0 | 35.1159 | 70.0959 | 0 | 309.2163 | 10.3893
|  |  | 40.4938 | 3.5362 | -36.9576 | 83.4291 | 0 | 0 | 0 | 3.5362 | -36.9576 | 0 | 40.4938 | 42.9353 | 0 | 347.858 | 3.5362
|  |  | 46.2897 | 0.3304 | -45.9593 | 50.3395 | 0 | 0 | 0 | 0.3304 | -45.9593 | 0 | 46.2897 | 4.0498 | 0 | 351.5029 | 0.3304
|  |  | 46.7678 | 0 | -46.7678 | 21.8583 | 0 | 0 | 0 | 0 | -46.7678 | 0 | 21.8583 | 0 | 24.9095 | 323.8256 | 0
|  |  | 41.1187 | 0 | -41.1187 | 0.93175 | 0 | 0 | 0 | 0 | -41.1187 | 0 | 0.93175 | 0 | 40.1869 | 279.1735 | 0
|  |  | 30.6708 | 0 | -30.6708 | 0 | 0 | 0 | 0 | 0 | -30.6708 | 0 | 0 | 0 | 30.6708 | 245.0949 | 0
|  |  | 23.3615 | 0 | -23.3615 | 0 | 0 | 0 | 0 | 0 | -23.3615 | 0 | 0 | 0 | 23.3615 | 219.1376 | 0
|  |  | 23.6941 | 0 | -23.6941 | 0 | 0 | 0 | 0 | 0 | -23.6941 | 0 | 0 | 0 | 23.6941 | 192.8108 | 0
|  |  | 24.2768 | 0 | -24.2768 | 0 | 0 | 0 | 0 | 0 | -24.2768 | 0 | 0 | 0 | 24.2768 | 165.8365 | 0
|  |  | 24.5562 | 0 | -24.5562 | 0 | 0 | 0 | 0 | 0 | -24.5562 | 0 | 0 | 0 | 24.5562 | 138.5519 | 0
|  |  | 24.0861 | 0 | -24.0861 | 0 | 0 | 0 | 0 | 0 | -24.0861 | 0 | 0 | 0 | 24.0861 | 111.7896 | 0
|  |  | 22.6294 | 0 | -22.6294 | 0 | 0 | 0 | 0 | 0 | -22.6294 | 0 | 0 | 0 | 22.6294 | 86.6458 | 0
|  |  | 20.8758 | 0 | -20.8758 | 0 | 0 | 0 | 0 | 0 | -20.8758 | 0 | 0 | 0 | 20.8758 | 63.4505 | 0
|  |  | 18.9345 | 0 | -18.9345 | 0 | 0 | 0 | 0 | 0 | -18.9345 | 0 | 0 | 0 | 18.9345 | 42.4122 | 0
|  |  | 15.4144 | 0 | -15.4144 | 0 | 0 | 0 | 0 | 0 | -15.4144 | 0 | 0 | 0 | 15.4144 | 25.2851 | 0
|  |  | 11.7376 | 0 | -11.7376 | 0 | 0 | 0 | 0 | 0 | -11.7376 | 0 | 0 | 0 | 11.7376 | 12.2432 | 0
|  |  | 16.1057 | 0 | -16.1057 | 5.0868 | 0 | 0 | 0 | 0 | -16.1057 | 0 | 5.0868 | 0 | 11.0189 | 0 | 0
|  |  | 19.9504 | 0.22769 | -19.7227 | 40.1658 | 0 | 0 | 0 | 0.22769 | -19.7227 | 20.2155 | 19.9504 | 0 | 0 | 0 | 0.22769
|  |  | 26.3005 | 3.5811 | -22.7194 | 109.6691 | 0 | 0 | 0 | 3.5811 | -22.7194 | 83.3686 | 26.3005 | 0 | 0 | 0 | 3.5811
|  |  | 31.0713 | 11.4424 | -19.6289 | 147.8456 | 0 | 0 | 0 | 11.4424 | -19.6289 | 64.0039 | 31.0713 | 52.7704 | 0 | 47.4933 | 11.4424
|  |  | 33.2435 | 20.029 | -13.2145 | 172.5243 | 0 | 0 | 0 | 20.029 | -13.2145 | 0 | 33.2435 | 139.2807 | 0 | 172.846 | 20.029
|  |  | 33.9264 | 24.813 | -9.1134 | 135.5062 | 0 | 0 | 0 | 24.813 | -9.1134 | 0 | 33.9264 | 101.5798 | 0 | 264.2678 | 24.813
|  |  | 35.3688 | 23.8011 | -11.5677 | 57.9949 | 0 | 0 | 0 | 23.8011 | -11.5677 | 0 | 35.3688 | 22.6262 | 0 | 284.6313 | 23.8011
|  |  | 34.1685 | 18.9345 | -15.2341 | 66.1037 | 0 | 0 | 0 | 18.9345 | -15.2341 | 0 | 34.1685 | 31.9351 | 0 | 313.3729 | 18.9345
|  |  | 35.1159 | 11.1706 | -23.9453 | 36.0863 | 0 | 0 | 0 | 11.1706 | -23.9453 | 0 | 35.1159 | 0.9704 | 0 | 314.2463 | 11.1706
|  |  | 40.4938 | 3.4429 | -37.0509 | 67.5391 | 0 | 0 | 0 | 3.4429 | -37.0509 | 0 | 40.4938 | 27.0452 | 0 | 338.587 | 3.4429
|  |  | 46.2897 | 0.27862 | -46.0111 | 63.2832 | 0 | 0 | 0 | 0.27862 | -46.0111 | 0 | 46.2897 | 16.9936 | 0 | 353.8812 | 0.27862
|  |  | 46.7678 | 0 | -46.7678 | 21.8583 | 0 | 0 | 0 | 0 | -46.7678 | 0 | 21.8583 | 0 | 24.9095 | 326.204 | 0
|  |  | 41.1187 | 0 | -41.1187 | 0.50365 | 0 | 0 | 0 | 0 | -41.1187 | 0 | 0.50365 | 0 | 40.615 | 281.0762 | 0
|  |  | 30.6708 | 0 | -30.6708 | 0 | 0 | 0 | 0 | 0 | -30.6708 | 0 | 0 | 0 | 30.6708 | 246.9975 | 0
|  |  | 23.3615 | 0 | -23.3615 | 0 | 0 | 0 | 0 | 0 | -23.3615 | 0 | 0 | 0 | 23.3615 | 221.0403 | 0
|  |  | 23.6941 | 0 | -23.6941 | 0 | 0 | 0 | 0 | 0 | -23.6941 | 0 | 0 | 0 | 23.6941 | 194.7135 | 0
|  |  | 24.2768 | 0 | -24.2768 | 0 | 0 | 0 | 0 | 0 | -24.2768 | 0 | 0 | 0 | 24.2768 | 167.7392 | 0
|  |  | 24.5562 | 0 | -24.5562 | 0 | 0 | 0 | 0 | 0 | -24.5562 | 0 | 0 | 0 | 24.5562 | 140.4546 | 0
|  |  | 24.0861 | 0 | -24.0861 | 0 | 0 | 0 | 0 | 0 | -24.0861 | 0 | 0 | 0 | 24.0861 | 113.6923 | 0
|  |  | 22.6294 | 0 | -22.6294 | 0 | 0 | 0 | 0 | 0 | -22.6294 | 0 | 0 | 0 | 22.6294 | 88.5485 | 0
|  |  | 20.8758 | 0 | -20.8758 | 0 | 0 | 0 | 0 | 0 | -20.8758 | 0 | 0 | 0 | 20.8758 | 65.3532 | 0
|  |  | 18.9345 | 0 | -18.9345 | 0 | 0 | 0 | 0 | 0 | -18.9345 | 0 | 0 | 0 | 18.9345 | 44.3149 | 0
|  |  | 15.4144 | 0 | -15.4144 | 0 | 0 | 0 | 0 | 0 | -15.4144 | 0 | 0 | 0 | 15.4144 | 27.1877 | 0
|  |  | 11.7376 | 0 | -11.7376 | 0 | 0 | 0 | 0 | 0 | -11.7376 | 0 | 0 | 0 | 11.7376 | 14.1459 | 0
|  |  | 16.1057 | 0 | -16.1057 | 3.3744 | 0 | 0 | 0 | 0 | -16.1057 | 0 | 3.3744 | 0 | 12.7313 | 2.6013e-15 | 0
|  |  | 19.9504 | 0.1251 | -19.8253 | 37.9498 | 0 | 0 | 0 | 0.1251 | -19.8253 | 17.9994 | 19.9504 | 0 | 2.3412e-15 | 0 | 0.1251
|  |  | 26.3005 | 4.0811 | -22.2194 | 89.7499 | 0 | 0 | 0 | 4.0811 | -22.2194 | 63.4494 | 26.3005 | 0 | 0 | 0 | 4.0811
|  |  | 31.0713 | 11.9927 | -19.0786 | 142.0536 | 0 | 0 | 0 | 11.9927 | -19.0786 | 110.9823 | 31.0713 | 0 | 0 | 0 | 11.9927
|  |  | 33.2435 | 19.4281 | -13.8155 | 181.9173 | 0 | 0 | 0 | 19.4281 | -13.8155 | 148.6737 | 33.2435 | 0 | 0 | 0 | 19.4281
|  |  | 33.9264 | 22.511 | -11.4154 | 206.5456 | 0 | 0 | 0 | 22.511 | -11.4154 | 172.6192 | 33.9264 | 0 | 0 | 0 | 22.511
|  |  | 35.3688 | 21.3554 | -14.0133 | 213.7226 | 0 | 0 | 0 | 21.3554 | -14.0133 | 178.3538 | 35.3688 | 0 | 0 | 0 | 21.3554
|  |  | 34.1685 | 17.7124 | -16.4562 | 203.3726 | 0 | 0 | 0 | 17.7124 | -16.4562 | 45.1246 | 34.1685 | 124.0795 | 0 | 111.6716 | 17.7124
|  |  | 35.1159 | 10.5228 | -24.5931 | 176.1505 | 0 | 0 | 0 | 10.5228 | -24.5931 | 0 | 35.1159 | 141.0346 | 0 | 238.6027 | 10.5228
|  |  | 40.4938 | 3.3823 | -37.1115 | 133.265 | 0 | 0 | 0 | 3.3823 | -37.1115 | 0 | 40.4938 | 92.7711 | 0 | 322.0967 | 3.3823
|  |  | 46.2897 | 0.33606 | -45.9536 | 79.274 | 0 | 0 | 0 | 0.33606 | -45.9536 | 0 | 46.2897 | 32.9844 | 0 | 351.7827 | 0.33606
|  |  | 46.7678 | 0 | -46.7678 | 22.7648 | 0 | 0 | 0 | 0 | -46.7678 | 0 | 22.7648 | 0 | 24.0029 | 325.1127 | 0
|  |  | 41.1187 | 0 | -41.1187 | 1.3598 | 0 | 0 | 0 | 0 | -41.1187 | 0 | 1.3598 | 0 | 39.7588 | 280.9363 | 0
|  |  | 30.6708 | 0 | -30.6708 | 0 | 0 | 0 | 0 | 0 | -30.6708 | 0 | 0 | 0 | 30.6708 | 246.8576 | 0
|  |  | 23.3615 | 0 | -23.3615 | 0 | 0 | 0 | 0 | 0 | -23.3615 | 0 | 0 | 0 | 23.3615 | 220.9004 | 0
|  |  | 23.6941 | 0 | -23.6941 | 0 | 0 | 0 | 0 | 0 | -23.6941 | 0 | 0 | 0 | 23.6941 | 194.5736 | 0
|  |  | 24.2768 | 0 | -24.2768 | 0 | 0 | 0 | 0 | 0 | -24.2768 | 0 | 0 | 0 | 24.2768 | 167.5993 | 0
|  |  | 24.5562 | 0 | -24.5562 | 0 | 0 | 0 | 0 | 0 | -24.5562 | 0 | 0 | 0 | 24.5562 | 140.3147 | 0
|  |  | 24.0861 | 0 | -24.0861 | 0 | 0 | 0 | 0 | 0 | -24.0861 | 0 | 0 | 0 | 24.0861 | 113.5524 | 0
|  |  | 22.6294 | 0 | -22.6294 | 0 | 0 | 0 | 0 | 0 | -22.6294 | 0 | 0 | 0 | 22.6294 | 88.4086 | 0
|  |  | 20.8758 | 0 | -20.8758 | 0 | 0 | 0 | 0 | 0 | -20.8758 | 0 | 0 | 0 | 20.8758 | 65.2133 | 0
|  |  | 18.9345 | 0 | -18.9345 | 0 | 0 | 0 | 0 | 0 | -18.9345 | 0 | 0 | 0 | 18.9345 | 44.175 | 0
|  |  | 15.4144 | 0 | -15.4144 | 0 | 0 | 0 | 0 | 0 | -15.4144 | 0 | 0 | 0 | 15.4144 | 27.0478 | 0
|  |  | 11.7376 | 0 | -11.7376 | 0 | 0 | 0 | 0 | 0 | -11.7376 | 0 | 0 | 0 | 11.7376 | 14.006 | 0
|  |  | 16.1057 | 0 | -16.1057 | 3.5003 | 0 | 0 | 0 | 0 | -16.1057 | 0 | 3.5003 | 0 | 12.6054 | 0 | 0
|  |  | 19.9504 | 0.092772 | -19.8576 | 38.1261 | 0 | 0 | 0 | 0.092772 | -19.8576 | 18.1757 | 19.9504 | 0 | 0 | 0 | 0.092772
|  |  | 26.3005 | 3.8593 | -22.4412 | 88.39 | 0 | 0 | 0 | 3.8593 | -22.4412 | 62.0895 | 26.3005 | 0 | 0 | 0 | 3.8593
|  |  | 31.0713 | 12.0953 | -18.976 | 137.9489 | 0 | 0 | 0 | 12.0953 | -18.976 | 106.8776 | 31.0713 | 0 | 0 | 0 | 12.0953
|  |  | 33.2435 | 20.5135 | -12.7301 | 175.5965 | 0 | 0 | 0 | 20.5135 | -12.7301 | 142.353 | 33.2435 | 0 | 0 | 0 | 20.5135
|  |  | 33.9264 | 24.4412 | -9.4853 | 197.1022 | 0 | 0 | 0 | 24.4412 | -9.4853 | 163.1758 | 33.9264 | 0 | 0 | 0 | 24.4412
|  |  | 35.3688 | 23.7496 | -11.6192 | 201.8113 | 0 | 0 | 0 | 23.7496 | -11.6192 | 166.4425 | 35.3688 | 0 | 0 | 0 | 23.7496
|  |  | 34.1685 | 18.6931 | -15.4755 | 191.5621 | 0 | 0 | 0 | 18.6931 | -15.4755 | 7.2516 | 34.1685 | 150.142 | 0 | 135.1278 | 18.6931
|  |  | 35.1159 | 10.2807 | -24.8352 | 165.9013 | 0 | 0 | 0 | 10.2807 | -24.8352 | 0 | 35.1159 | 130.7854 | 0 | 252.8347 | 10.2807
|  |  | 40.4938 | 3.3815 | -37.1123 | 124.9044 | 0 | 0 | 0 | 3.3815 | -37.1123 | 0 | 40.4938 | 84.4106 | 0 | 328.8042 | 3.3815
|  |  | 46.2897 | 0.3007 | -45.989 | 73.9354 | 0 | 0 | 0 | 0.3007 | -45.989 | 0 | 46.2897 | 27.6457 | 0 | 353.6853 | 0.3007
|  |  | 46.7678 | 0 | -46.7678 | 21.405 | 0 | 0 | 0 | 0 | -46.7678 | 0 | 21.405 | 0 | 25.3628 | 325.5045 | 0
|  |  | 41.1187 | 0 | -41.1187 | 1.2088 | 0 | 0 | 0 | 0 | -41.1187 | 0 | 1.2088 | 0 | 39.9099 | 281.1601 | 0
|  |  | 30.6708 | 0 | -30.6708 | 0 | 0 | 0 | 0 | 0 | -30.6708 | 0 | 0 | 0 | 30.6708 | 247.0815 | 0
|  |  | 23.3615 | 0 | -23.3615 | 0 | 0 | 0 | 0 | 0 | -23.3615 | 0 | 0 | 0 | 23.3615 | 221.1242 | 0
|  |  | 23.6941 | 0 | -23.6941 | 0 | 0 | 0 | 0 | 0 | -23.6941 | 0 | 0 | 0 | 23.6941 | 194.7974 | 0
|  |  | 24.2768 | 0 | -24.2768 | 0 | 0 | 0 | 0 | 0 | -24.2768 | 0 | 0 | 0 | 24.2768 | 167.8231 | 0
|  |  | 24.5562 | 0 | -24.5562 | 0 | 0 | 0 | 0 | 0 | -24.5562 | 0 | 0 | 0 | 24.5562 | 140.5385 | 0
|  |  | 24.0861 | 0 | -24.0861 | 0 | 0 | 0 | 0 | 0 | -24.0861 | 0 | 0 | 0 | 24.0861 | 113.7762 | 0
|  |  | 22.6294 | 0 | -22.6294 | 0 | 0 | 0 | 0 | 0 | -22.6294 | 0 | 0 | 0 | 22.6294 | 88.6324 | 0
|  |  | 20.8758 | 0 | -20.8758 | 0 | 0 | 0 | 0 | 0 | -20.8758 | 0 | 0 | 0 | 20.8758 | 65.4371 | 0
|  |  | 18.9345 | 0 | -18.9345 | 0 | 0 | 0 | 0 | 0 | -18.9345 | 0 | 0 | 0 | 18.9345 | 44.3988 | 0
|  |  | 15.4144 | 0 | -15.4144 | 0 | 0 | 0 | 0 | 0 | -15.4144 | 0 | 0 | 0 | 15.4144 | 27.2717 | 0
|  |  | 11.7376 | 0 | -11.7376 | 0 | 0 | 0 | 0 | 0 | -11.7376 | 0 | 0 | 0 | 11.7376 | 14.2298 | 0
|  |  | 16.1057 | 0 | -16.1057 | 3.2989 | 0 | 0 | 0 | 0 | -16.1057 | 0 | 3.2989 | 0 | 12.8069 | -2.71e-15 | 0
|  |  | 19.9504 | 0.21345 | -19.7369 | 45.7815 | 0 | 0 | 0 | 0.21345 | -19.7369 | 25.8311 | 19.9504 | 0 | -2.439e-15 | 0 | 0.21345
|  |  | 26.3005 | 3.4342 | -22.8663 | 98.6896 | 0 | 0 | 0 | 3.4342 | -22.8663 | 72.3891 | 26.3005 | 0 | 0 | 0 | 3.4342
|  |  | 31.0713 | 10.2654 | -20.8059 | 153.5116 | 0 | 0 | 0 | 10.2654 | -20.8059 | 122.4403 | 31.0713 | 0 | 0 | 0 | 10.2654
|  |  | 33.2435 | 17.4096 | -15.834 | 195.0121 | 0 | 0 | 0 | 17.4096 | -15.834 | 161.7685 | 33.2435 | 0 | 0 | 0 | 17.4096
|  |  | 33.9264 | 22.2374 | -11.689 | 220.2952 | 0 | 0 | 0 | 22.2374 | -11.689 | 186.3687 | 33.9264 | 0 | 0 | 0 | 22.2374
|  |  | 35.3688 | 22.4861 | -12.8826 | 227.4218 | 0 | 0 | 0 | 22.4861 | -12.8826 | 192.053 | 35.3688 | 0 | 0 | 0 | 22.4861
|  |  | 34.1685 | 17.0475 | -17.1211 | 216.3164 | 0 | 0 | 0 | 17.0475 | -17.1211 | 70.121 | 34.1685 | 112.0268 | 0 | 100.8242 | 17.0475
|  |  | 35.1159 | 8.8186 | -26.2973 | 188.3639 | 0 | 0 | 0 | 8.8186 | -26.2973 | 0 | 35.1159 | 153.248 | 0 | 238.7474 | 8.8186
|  |  | 40.4938 | 2.6075 | -37.8863 | 143.4386 | 0 | 0 | 0 | 2.6075 | -37.8863 | 0 | 40.4938 | 102.9448 | 0 | 331.3977 | 2.6075
|  |  | 46.2897 | 0.22273 | -46.0669 | 87.3827 | 0 | 0 | 0 | 0.22273 | -46.0669 | 0 | 46.2897 | 41.0931 | 0 | 368.3815 | 0.22273
|  |  | 46.7678 | 0 | -46.7678 | 26.7437 | 0 | 0 | 0 | 0 | -46.7678 | 0 | 26.7437 | 0 | 20.0241 | 346.1325 | 0
|  |  | 41.1187 | 0 | -41.1187 | 1.4606 | 0 | 0 | 0 | 0 | -41.1187 | 0 | 1.4606 | 0 | 39.6581 | 302.0679 | 0
|  |  | 30.6708 | 0 | -30.6708 | 0 | 0 | 0 | 0 | 0 | -30.6708 | 0 | 0 | 0 | 30.6708 | 267.9893 | 0
|  |  | 23.3615 | 0 | -23.3615 | 0 | 0 | 0 | 0 | 0 | -23.3615 | 0 | 0 | 0 | 23.3615 | 242.032 | 0
|  |  | 23.6941 | 0 | -23.6941 | 0 | 0 | 0 | 0 | 0 | -23.6941 | 0 | 0 | 0 | 23.6941 | 215.7052 | 0
|  |  | 24.2768 | 0 | -24.2768 | 0 | 0 | 0 | 0 | 0 | -24.2768 | 0 | 0 | 0 | 24.2768 | 188.7309 | 0
|  |  | 24.5562 | 0 | -24.5562 | 0 | 0 | 0 | 0 | 0 | -24.5562 | 0 | 0 | 0 | 24.5562 | 161.4463 | 0
|  |  | 30.2465 | 0 | -30.2465 | 0 | 0 | 0 | 0 | 0 | -30.2465 | 0 | 0 | 0 | 30.2465 | 127.8392 | 0
|  |  | 28.1491 | 0 | -28.1491 | 0 | 0 | 0 | 0 | 0 | -28.1491 | 0 | 0 | 0 | 28.1491 | 96.5624 | 0
|  |  | 25.2107 | 0 | -25.2107 | 0 | 0 | 0 | 0 | 0 | -25.2107 | 0 | 0 | 0 | 25.2107 | 68.5505 | 0
|  |  | 21.4417 | 0 | -21.4417 | 0 | 0 | 0 | 0 | 0 | -21.4417 | 0 | 0 | 0 | 21.4417 | 44.7264 | 0
|  |  | 17.5188 | 0 | -17.5188 | 0 | 0 | 0 | 0 | 0 | -17.5188 | 0 | 0 | 0 | 17.5188 | 25.261 | 0
|  |  | 14.3414 | 0 | -14.3414 | 0 | 0 | 0 | 0 | 0 | -14.3414 | 0 | 0 | 0 | 14.3414 | 9.3262 | 0
|  |  | 11.6673 | 0 | -11.6673 | 3.2737 | 0 | 0 | 0 | 0 | -11.6673 | 0 | 3.2737 | 0 | 8.3936 | -2.7037e-15 | 0
|  |  | 9.167 | 0.34051 | -8.8264 | 45.4541 | 0 | 0 | 0 | 0.34051 | -8.8264 | 36.2872 | 9.167 | 0 | -2.4333e-15 | 0 | 0.34051
|  |  | 7.1962 | 3.39 | -3.8062 | 98.6392 | 0 | 0 | 0 | 3.39 | -3.8062 | 91.443 | 7.1962 | 0 | 0 | 0 | 3.39
|  |  | 6.03 | 10.8331 | 4.8031 | 153.5368 | 4.8031 | 0 | 4.3228 | 6.03 | 0 | 147.5068 | 6.03 | 0 | 0 | 0 | 6.03
|  |  | 6.0645 | 20.1421 | 14.0776 | 195.9438 | 14.0776 | 0 | 16.9926 | 6.0645 | 0 | 189.8794 | 6.0645 | 0 | 0 | 0 | 6.0645
|  |  | 6.9622 | 26.6602 | 19.698 | 221.0003 | 19.698 | 0 | 34.7209 | 6.9622 | 0 | 214.0381 | 6.9622 | 0 | 0 | 0 | 6.9622
|  |  | 9.2104 | 26.6681 | 17.4576 | 228.1521 | 17.4576 | 0 | 50.4327 | 9.2104 | 0 | 218.9416 | 9.2104 | 0 | 0 | 0 | 9.2104
|  |  | 12.2202 | 19.9628 | 7.7426 | 217.4244 | 7.7426 | 0 | 57.4011 | 12.2202 | 0 | 152.412 | 12.2202 | 52.7922 | 0 | 47.5129 | 12.2202
|  |  | 15.3949 | 10.2399 | -5.155 | 189.2201 | 0 | 5.155 | 51.6733 | 10.2399 | 0 | 0 | 15.3949 | 173.8252 | 0 | 203.9556 | 10.2399
|  |  | 18.6761 | 2.8779 | -15.7982 | 144.4459 | 0 | 15.7982 | 34.1198 | 2.8779 | 0 | 0 | 18.6761 | 125.7698 | 0 | 317.1485 | 2.8779
|  |  | 22.1391 | 0.23448 | -21.9046 | 87.9116 | 0 | 21.9046 | 9.7813 | 0.23448 | 0 | 0 | 22.1391 | 65.7724 | 0 | 376.3437 | 0.23448
|  |  | 26.0591 | 0 | -26.0591 | 26.9451 | 0 | 8.8032 | 0 | 0 | -17.256 | 0 | 26.0591 | 0.88598 | 0 | 377.1411 | 0
|  |  | 29.8278 | 0 | -29.8278 | 1.4858 | 0 | 0 | 0 | 0 | -29.8278 | 0 | 1.4858 | 0 | 28.3421 | 345.6499 | 0
|  |  | 32.3465 | 0 | -32.3465 | 0 | 0 | 0 | 0 | 0 | -32.3465 | 0 | 0 | 0 | 32.3465 | 309.7094 | 0
|  |  | 33.6507 | 0 | -33.6507 | 0 | 0 | 0 | 0 | 0 | -33.6507 | 0 | 0 | 0 | 33.6507 | 272.3197 | 0
|  |  | 34.0882 | 0 | -34.0882 | 0 | 0 | 0 | 0 | 0 | -34.0882 | 0 | 0 | 0 | 34.0882 | 234.4439 | 0
|  |  | 33.501 | 0 | -33.501 | 0 | 0 | 0 | 0 | 0 | -33.501 | 0 | 0 | 0 | 33.501 | 197.2206 | 0
|  |  | 32.1465 | 0 | -32.1465 | 0 | 0 | 0 | 0 | 0 | -32.1465 | 0 | 0 | 0 | 32.1465 | 161.5023 | 0
|  |  | 30.2465 | 0 | -30.2465 | 0 | 0 | 0 | 0 | 0 | -30.2465 | 0 | 0 | 0 | 30.2465 | 127.8951 | 0
|  |  | 28.1491 | 0 | -28.1491 | 0 | 0 | 0 | 0 | 0 | -28.1491 | 0 | 0 | 0 | 28.1491 | 96.6183 | 0
|  |  | 25.2107 | 0 | -25.2107 | 0 | 0 | 0 | 0 | 0 | -25.2107 | 0 | 0 | 0 | 25.2107 | 68.6064 | 0
|  |  | 21.4417 | 0 | -21.4417 | 0 | 0 | 0 | 0 | 0 | -21.4417 | 0 | 0 | 0 | 21.4417 | 44.7824 | 0
|  |  | 17.5188 | 0 | -17.5188 | 0 | 0 | 0 | 0 | 0 | -17.5188 | 0 | 0 | 0 | 17.5188 | 25.317 | 0
|  |  | 14.3414 | 0 | -14.3414 | 0 | 0 | 0 | 0 | 0 | -14.3414 | 0 | 0 | 0 | 14.3414 | 9.3821 | 0
|  |  | 11.6673 | 0 | -11.6673 | 3.2233 | 0 | 0 | 0 | 0 | -11.6673 | 0 | 3.2233 | 0 | 8.4439 | -2.6603e-15 | 0
|  |  | 9.167 | 0.35476 | -8.8122 | 42.6085 | 0 | 0 | 0 | 0.35476 | -8.8122 | 33.4416 | 9.167 | 16.3287 | 0 | 14.6958 | 0.35476
|  |  | 7.1962 | 3.5827 | -3.6135 | 93.0991 | 0 | 0 | 0 | 3.5827 | -3.6135 | 85.9029 | 7.1962 | 0 | 7.1962 | 6.7 | 3.5827
|  |  | 6.03 | 10.678 | 4.648 | 146.0072 | 4.648 | 0 | 4.1832 | 6.03 | 0 | 139.9772 | 6.03 | 0 | 6.03 | 0 | 6.03
|  |  | 6.0645 | 18.3769 | 12.3125 | 186.0472 | 12.3125 | 0 | 15.2645 | 6.0645 | 0 | 179.9827 | 6.0645 | 0 | 0 | 0 | 6.0645
|  |  | 6.9622 | 23.1326 | 16.1704 | 210.8014 | 16.1704 | 0 | 29.8178 | 6.9622 | 0 | 203.8392 | 6.9622 | 0 | 0 | 0 | 6.9622
|  |  | 9.2104 | 22.9691 | 13.7587 | 218.2302 | 13.7587 | 0 | 42.2007 | 9.2104 | 0 | 209.0198 | 9.2104 | 0 | 0 | 0 | 9.2104
|  |  | 12.2202 | 17.6405 | 5.4202 | 207.6284 | 5.4202 | 0 | 47.0789 | 12.2202 | 0 | 141.9655 | 12.2202 | 53.4427 | 0 | 48.0984 | 12.2202
|  |  | 15.3949 | 9.1064 | -6.2885 | 179.9782 | 0 | 6.2885 | 40.0916 | 9.1064 | 0 | 0 | 15.3949 | 164.5833 | 0 | 196.2234 | 9.1064
|  |  | 18.6761 | 2.4319 | -16.2442 | 137.1934 | 0 | 16.2442 | 22.0425 | 2.4319 | 0 | 0 | 18.6761 | 118.5173 | 0 | 302.889 | 2.4319
|  |  | 22.1391 | 0.20255 | -21.9366 | 82.6485 | 0 | 19.8383 | 0 | 0.20255 | -2.0983 | 0 | 22.1391 | 60.5093 | 0 | 357.3474 | 0.20255
|  |  | 26.0591 | 0 | -26.0591 | 25.3586 | 0 | 0 | 0 | 0 | -26.0591 | 0 | 25.3586 | 0 | 0.70051 | 356.5691 | 0
|  |  | 29.8278 | 0 | -29.8278 | 1.3347 | 0 | 0 | 0 | 0 | -29.8278 | 0 | 1.3347 | 0 | 28.4932 | 324.91 | 0
|  |  | 32.3465 | 0 | -32.3465 | 0 | 0 | 0 | 0 | 0 | -32.3465 | 0 | 0 | 0 | 32.3465 | 288.9694 | 0
|  |  | 33.6507 | 0 | -33.6507 | 0 | 0 | 0 | 0 | 0 | -33.6507 | 0 | 0 | 0 | 33.6507 | 251.5798 | 0
|  |  | 34.0882 | 0 | -34.0882 | 0 | 0 | 0 | 0 | 0 | -34.0882 | 0 | 0 | 0 | 34.0882 | 213.704 | 0
|  |  | 33.501 | 0 | -33.501 | 0 | 0 | 0 | 0 | 0 | -33.501 | 0 | 0 | 0 | 33.501 | 176.4807 | 0
|  |  | 32.1465 | 0 | -32.1465 | 0 | 0 | 0 | 0 | 0 | -32.1465 | 0 | 0 | 0 | 32.1465 | 140.7624 | 0
|  |  | 24.0861 | 0 | -24.0861 | 0 | 0 | 0 | 0 | 0 | -24.0861 | 0 | 0 | 0 | 24.0861 | 114.0001 | 0
|  |  | 22.6294 | 0 | -22.6294 | 0 | 0 | 0 | 0 | 0 | -22.6294 | 0 | 0 | 0 | 22.6294 | 88.8563 | 0
|  |  | 20.8758 | 0 | -20.8758 | 0 | 0 | 0 | 0 | 0 | -20.8758 | 0 | 0 | 0 | 20.8758 | 65.661 | 0
|  |  | 18.9345 | 0 | -18.9345 | 0 | 0 | 0 | 0 | 0 | -18.9345 | 0 | 0 | 0 | 18.9345 | 44.6226 | 0
|  |  | 15.4144 | 0 | -15.4144 | 0 | 0 | 0 | 0 | 0 | -15.4144 | 0 | 0 | 0 | 15.4144 | 27.4955 | 0
|  |  | 11.7376 | 0 | -11.7376 | 0 | 0 | 0 | 0 | 0 | -11.7376 | 0 | 0 | 0 | 11.7376 | 14.4537 | 0
|  |  | 16.1057 | 0 | -16.1057 | 3.0974 | 0 | 0 | 0 | 0 | -16.1057 | 0 | 3.0974 | 0 | 13.0083 | 5.3204e-15 | 0
|  |  | 19.9504 | 0.27247 | -19.6779 | 42.9863 | 0 | 0 | 0 | 0.27247 | -19.6779 | 23.0359 | 19.9504 | 0 | 4.7884e-15 | 0 | 0.27247
|  |  | 26.3005 | 3.0261 | -23.2744 | 99.017 | 0 | 0 | 0 | 3.0261 | -23.2744 | 72.7165 | 26.3005 | 0 | 0 | 0 | 3.0261
|  |  | 31.0713 | 9.251 | -21.8203 | 159.2783 | 0 | 0 | 0 | 9.251 | -21.8203 | 50.4545 | 31.0713 | 77.7526 | 0 | 69.9773 | 9.251
|  |  | 33.2435 | 15.5433 | -17.7003 | 208.0314 | 0 | 0 | 0 | 15.5433 | -17.7003 | 0 | 33.2435 | 174.7878 | 0 | 227.2863 | 15.5433
|  |  | 33.9264 | 19.9278 | -13.9986 | 142.5824 | 0 | 0 | 0 | 19.9278 | -13.9986 | 0 | 33.9264 | 108.656 | 0 | 325.0768 | 19.9278
|  |  | 35.3688 | 21.065 | -14.3038 | 158.4977 | 0 | 0 | 0 | 21.065 | -14.3038 | 0 | 35.3688 | 123.1289 | 0 | 435.8928 | 21.065
|  |  | 34.1685 | 17.4284 | -16.7401 | 148.8528 | 0 | 0 | 0 | 17.4284 | -16.7401 | 0 | 34.1685 | 114.6843 | 0 | 539.1086 | 17.4284
|  |  | 35.1159 | 10.3193 | -24.7966 | 134.2975 | 0 | 0 | 0 | 10.3193 | -24.7966 | 0 | 35.1159 | 99.1816 | 0 | 628.372 | 10.3193
|  |  | 40.4938 | 3.3102 | -37.1837 | 104.6075 | 0 | 0 | 0 | 3.3102 | -37.1837 | 0 | 40.4938 | 64.1136 | 0 | 686.0743 | 3.3102
|  |  | 46.2897 | 0.23609 | -46.0536 | 66.0281 | 0 | 0 | 0 | 0.23609 | -46.0536 | 0 | 46.2897 | 19.7384 | 0 | 703.8389 | 0.23609
|  |  | 46.7678 | 0 | -46.7678 | 21.8079 | 0 | 0 | 0 | 0 | -46.7678 | 0 | 21.8079 | 0 | 24.9599 | 676.1057 | 0
|  |  | 41.1187 | 0 | -41.1187 | 2.1909 | 0 | 0 | 0 | 0 | -41.1187 | 0 | 2.1909 | 0 | 38.9278 | 632.8526 | 0
|  |  | 30.6708 | 0 | -30.6708 | 0 | 0 | 0 | 0 | 0 | -30.6708 | 0 | 0 | 0 | 30.6708 | 598.774 | 0
|  |  | 23.3615 | 0 | -23.3615 | 0 | 0 | 0 | 0 | 0 | -23.3615 | 0 | 0 | 0 | 23.3615 | 572.8167 | 0
|  |  | 23.6941 | 0 | -23.6941 | 0 | 0 | 0 | 0 | 0 | -23.6941 | 0 | 0 | 0 | 23.6941 | 546.4899 | 0
|  |  | 24.2768 | 0 | -24.2768 | 0 | 0 | 0 | 0 | 0 | -24.2768 | 0 | 0 | 0 | 24.2768 | 519.5156 | 0
|  |  | 24.5562 | 0 | -24.5562 | 0 | 0 | 0 | 0 | 0 | -24.5562 | 0 | 0 | 0 | 24.5562 | 492.231 | 0
|  |  | 24.0861 | 0 | -24.0861 | 0 | 0 | 0 | 0 | 0 | -24.0861 | 0 | 0 | 0 | 24.0861 | 465.4687 | 0
|  |  | 22.6294 | 0 | -22.6294 | 0 | 0 | 0 | 0 | 0 | -22.6294 | 0 | 0 | 0 | 22.6294 | 440.3249 | 0
|  |  | 20.8758 | 0 | -20.8758 | 0 | 0 | 0 | 0 | 0 | -20.8758 | 0 | 0 | 0 | 20.8758 | 417.1296 | 0
|  |  | 18.9345 | 0 | -18.9345 | 0 | 0 | 0 | 0 | 0 | -18.9345 | 0 | 0 | 0 | 18.9345 | 396.0913 | 0
|  |  | 15.4144 | 0 | -15.4144 | 0 | 0 | 0 | 0 | 0 | -15.4144 | 0 | 0 | 0 | 15.4144 | 378.9642 | 0
|  |  | 11.7376 | 0 | -11.7376 | 0 | 0 | 0 | 0 | 0 | -11.7376 | 0 | 0 | 0 | 11.7376 | 365.9223 | 0
|  |  | 16.1057 | 0 | -16.1057 | 1.4354 | 0 | 0 | 0 | 0 | -16.1057 | 0 | 1.4354 | 0 | 14.6704 | 349.6219 | 0
|  |  | 19.9504 | 0.247 | -19.7034 | 19.0127 | 0 | 0 | 0 | 0.247 | -19.7034 | 0 | 19.0127 | 0 | 0.9377 | 348.5801 | 0.247
|  |  | 26.3005 | 3.0792 | -23.2213 | 38.252 | 0 | 0 | 0 | 3.0792 | -23.2213 | 0 | 26.3005 | 11.9515 | 0 | 359.3364 | 3.0792
|  |  | 31.0713 | 9.6508 | -21.4204 | 56.761 | 0 | 0 | 0 | 9.6508 | -21.4204 | 0 | 31.0713 | 25.6897 | 0 | 382.4571 | 9.6508
|  |  | 33.2435 | 15.9046 | -17.339 | 71.3668 | 0 | 0 | 0 | 15.9046 | -17.339 | 0 | 33.2435 | 38.1232 | 0 | 416.768 | 15.9046
|  |  | 33.9264 | 19.8468 | -14.0796 | 86.6273 | 0 | 0 | 0 | 19.8468 | -14.0796 | 0 | 33.9264 | 52.7008 | 0 | 464.1988 | 19.8468
|  |  | 35.3688 | 20.3882 | -14.9805 | 84.0335 | 0 | 0 | 0 | 20.3882 | -14.9805 | 0 | 35.3688 | 48.6647 | 0 | 507.997 | 20.3882
|  |  | 34.1685 | 16.2171 | -17.9514 | 75.4967 | 0 | 0 | 0 | 16.2171 | -17.9514 | 0 | 34.1685 | 41.3281 | 0 | 545.1923 | 16.2171
|  |  | 35.1159 | 8.9678 | -26.1481 | 67.388 | 0 | 0 | 0 | 8.9678 | -26.1481 | 0 | 35.1159 | 32.2721 | 0 | 574.2372 | 8.9678
|  |  | 40.4938 | 2.535 | -37.9589 | 52.5556 | 0 | 0 | 0 | 2.535 | -37.9589 | 0 | 40.4938 | 12.0617 | 0 | 585.0927 | 2.535
|  |  | 46.2897 | 0.15698 | -46.1327 | 35.0286 | 0 | 0 | 0 | 0.15698 | -46.1327 | 0 | 35.0286 | 0 | 11.261 | 572.5805 | 0.15698
|  |  | 46.7678 | 0 | -46.7678 | 16.4189 | 0 | 0 | 0 | 0 | -46.7678 | 0 | 16.4189 | 0 | 30.3489 | 538.8595 | 0
|  |  | 41.1187 | 0 | -41.1187 | 0.67992 | 0 | 0 | 0 | 0 | -41.1187 | 0 | 0.67992 | 0 | 40.4388 | 493.9275 | 0
|  |  | 30.6708 | 0 | -30.6708 | 0 | 0 | 0 | 0 | 0 | -30.6708 | 0 | 0 | 0 | 30.6708 | 459.8489 | 0
|  |  | 23.3615 | 0 | -23.3615 | 0 | 0 | 0 | 0 | 0 | -23.3615 | 0 | 0 | 0 | 23.3615 | 433.8917 | 0
|  |  | 23.6941 | 0 | -23.6941 | 0 | 0 | 0 | 0 | 0 | -23.6941 | 0 | 0 | 0 | 23.6941 | 407.5649 | 0
|  |  | 24.2768 | 0 | -24.2768 | 0 | 0 | 0 | 0 | 0 | -24.2768 | 0 | 0 | 0 | 24.2768 | 380.5906 | 0
|  |  | 24.5562 | 0 | -24.5562 | 0 | 0 | 0 | 0 | 0 | -24.5562 | 0 | 0 | 0 | 24.5562 | 353.306 | 0
|  |  | 24.0861 | 0 | -24.0861 | 0 | 0 | 0 | 0 | 0 | -24.0861 | 0 | 0 | 0 | 24.0861 | 326.5437 | 0
|  |  | 22.6294 | 0 | -22.6294 | 0 | 0 | 0 | 0 | 0 | -22.6294 | 0 | 0 | 0 | 22.6294 | 301.3999 | 0
|  |  | 20.8758 | 0 | -20.8758 | 0 | 0 | 0 | 0 | 0 | -20.8758 | 0 | 0 | 0 | 20.8758 | 278.2046 | 0
|  |  | 18.9345 | 0 | -18.9345 | 0 | 0 | 0 | 0 | 0 | -18.9345 | 0 | 0 | 0 | 18.9345 | 257.1662 | 0
|  |  | 15.4144 | 0 | -15.4144 | 0 | 0 | 0 | 0 | 0 | -15.4144 | 0 | 0 | 0 | 15.4144 | 240.0391 | 0
|  |  | 11.7376 | 0 | -11.7376 | 0 | 0 | 0 | 0 | 0 | -11.7376 | 0 | 0 | 0 | 11.7376 | 226.9973 | 0
|  |  | 16.1057 | 0 | -16.1057 | 1.4858 | 0 | 0 | 0 | 0 | -16.1057 | 0 | 1.4858 | 0 | 14.62 | 210.7529 | 0
|  |  | 19.9504 | 0.24897 | -19.7014 | 19.9948 | 0 | 0 | 0 | 0.24897 | -19.7014 | 0 | 19.9504 | 0.044407 | 0 | 210.7928 | 0.24897
|  |  | 26.3005 | 2.7522 | -23.5483 | 39.5615 | 0 | 0 | 0 | 2.7522 | -23.5483 | 0 | 26.3005 | 13.2609 | 0 | 222.7277 | 2.7522
|  |  | 31.0713 | 8.7036 | -22.3677 | 58.8763 | 0 | 0 | 0 | 8.7036 | -22.3677 | 0 | 31.0713 | 27.805 | 0 | 247.7522 | 8.7036
|  |  | 33.2435 | 14.8959 | -18.3476 | 70.6868 | 0 | 0 | 0 | 14.8959 | -18.3476 | 0 | 33.2435 | 37.4433 | 0 | 281.4512 | 14.8959
|  |  | 33.9264 | 18.4394 | -15.4871 | 78.997 | 0 | 0 | 0 | 18.4394 | -15.4871 | 0 | 33.9264 | 45.0706 | 0 | 322.0147 | 18.4394
|  |  | 35.3688 | 18.149 | -17.2198 | 82.1448 | 0 | 0 | 0 | 18.149 | -17.2198 | 0 | 35.3688 | 46.776 | 0 | 364.1131 | 18.149
|  |  | 34.1685 | 14.2282 | -19.9404 | 78.9215 | 0 | 0 | 0 | 14.2282 | -19.9404 | 0 | 34.1685 | 44.7529 | 0 | 404.3908 | 14.2282
|  |  | 35.1159 | 7.8044 | -27.3115 | 63.7113 | 0 | 0 | 0 | 7.8044 | -27.3115 | 0 | 35.1159 | 28.5954 | 0 | 430.1267 | 7.8044
|  |  | 40.4938 | 2.1049 | -38.389 | 50.7928 | 0 | 0 | 0 | 2.1049 | -38.389 | 0 | 40.4938 | 10.299 | 0 | 439.3957 | 2.1049
|  |  | 46.2897 | 0.12334 | -46.1663 | 33.8199 | 0 | 0 | 0 | 0.12334 | -46.1663 | 0 | 33.8199 | 0 | 12.4698 | 425.5404 | 0.12334
|  |  | 46.7678 | 0 | -46.7678 | 15.3864 | 0 | 0 | 0 | 0 | -46.7678 | 0 | 15.3864 | 0 | 31.3814 | 390.6722 | 0
|  |  | 41.1187 | 0 | -41.1187 | 0.67992 | 0 | 0 | 0 | 0 | -41.1187 | 0 | 0.67992 | 0 | 40.4388 | 345.7403 | 0
|  |  | 30.6708 | 0 | -30.6708 | 0 | 0 | 0 | 0 | 0 | -30.6708 | 0 | 0 | 0 | 30.6708 | 311.6617 | 0
|  |  | 23.3615 | 0 | -23.3615 | 0 | 0 | 0 | 0 | 0 | -23.3615 | 0 | 0 | 0 | 23.3615 | 285.7044 | 0
|  |  | 23.6941 | 0 | -23.6941 | 0 | 0 | 0 | 0 | 0 | -23.6941 | 0 | 0 | 0 | 23.6941 | 259.3776 | 0
|  |  | 24.2768 | 0 | -24.2768 | 0 | 0 | 0 | 0 | 0 | -24.2768 | 0 | 0 | 0 | 24.2768 | 232.4033 | 0
|  |  | 24.5562 | 0 | -24.5562 | 0 | 0 | 0 | 0 | 0 | -24.5562 | 0 | 0 | 0 | 24.5562 | 205.1187 | 0
|  |  | 24.0861 | 0 | -24.0861 | 0 | 0 | 0 | 0 | 0 | -24.0861 | 0 | 0 | 0 | 24.0861 | 178.3564 | 0
|  |  | 22.6294 | 0 | -22.6294 | 0 | 0 | 0 | 0 | 0 | -22.6294 | 0 | 0 | 0 | 22.6294 | 153.2126 | 0
|  |  | 20.8758 | 0 | -20.8758 | 0 | 0 | 0 | 0 | 0 | -20.8758 | 0 | 0 | 0 | 20.8758 | 130.0173 | 0
|  |  | 18.9345 | 0 | -18.9345 | 0 | 0 | 0 | 0 | 0 | -18.9345 | 0 | 0 | 0 | 18.9345 | 108.979 | 0
|  |  | 15.4144 | 0 | -15.4144 | 0 | 0 | 0 | 0 | 0 | -15.4144 | 0 | 0 | 0 | 15.4144 | 91.8518 | 0
|  |  | 11.7376 | 0 | -11.7376 | 0 | 0 | 0 | 0 | 0 | -11.7376 | 0 | 0 | 0 | 11.7376 | 78.81 | 0
|  |  | 16.1057 | 0 | -16.1057 | 1.8887 | 0 | 0 | 0 | 0 | -16.1057 | 0 | 1.8887 | 0 | 14.2171 | 63.0133 | 0
|  |  | 19.9504 | 0.24786 | -19.7025 | 22.7145 | 0 | 0 | 0 | 0.24786 | -19.7025 | 0 | 19.9504 | 2.7641 | 0 | 65.501 | 0.24786
|  |  | 26.3005 | 2.9042 | -23.3963 | 46.7133 | 0 | 0 | 0 | 2.9042 | -23.3963 | 0 | 26.3005 | 20.4127 | 0 | 83.8724 | 2.9042
|  |  | 31.0713 | 9.5494 | -21.5219 | 62.6537 | 0 | 0 | 0 | 9.5494 | -21.5219 | 0 | 31.0713 | 31.5824 | 0 | 112.2966 | 9.5494
|  |  | 33.2435 | 16.7922 | -16.4514 | 76.781 | 0 | 0 | 0 | 16.7922 | -16.4514 | 0 | 33.2435 | 43.5374 | 0 | 151.4803 | 16.7922
|  |  | 33.9264 | 20.1112 | -13.8152 | 86.6021 | 0 | 0 | 0 | 20.1112 | -13.8152 | 0 | 33.9264 | 52.6757 | 0 | 198.8884 | 20.1112
|  |  | 35.3688 | 19.2469 | -16.1219 | 91.4875 | 0 | 0 | 0 | 19.2469 | -16.1219 | 0 | 35.3688 | 56.1187 | 0 | 249.3952 | 19.2469
|  |  | 34.1685 | 14.6948 | -19.4738 | 83.278 | 0 | 0 | 0 | 14.6948 | -19.4738 | 0 | 34.1685 | 49.1095 | 0 | 293.5937 | 14.6948
|  |  | 35.1159 | 7.7448 | -27.3711 | 84.0839 | 0 | 0 | 0 | 7.7448 | -27.3711 | 0 | 35.1159 | 48.968 | 0 | 337.6649 | 7.7448
|  |  | 40.4938 | 2.1966 | -38.2973 | 63.0566 | 0 | 0 | 0 | 2.1966 | -38.2973 | 0 | 40.4938 | 22.5628 | 0 | 357.9714 | 2.1966
|  |  | 46.2897 | 0.11166 | -46.178 | 43.3892 | 0 | 0 | 0 | 0.11166 | -46.178 | 0 | 43.3892 | 0 | 2.9005 | 354.7486 | 0.11166
|  |  | 46.7678 | 0 | -46.7678 | 21.3043 | 0 | 0 | 0 | 0 | -46.7678 | 0 | 21.3043 | 0 | 25.4635 | 326.4558 | 0
|  |  | 41.1187 | 0 | -41.1187 | 0.8562 | 0 | 0 | 0 | 0 | -41.1187 | 0 | 0.8562 | 0 | 40.2625 | 281.7197 | 0
|  |  | 30.6708 | 0 | -30.6708 | 0 | 0 | 0 | 0 | 0 | -30.6708 | 0 | 0 | 0 | 30.6708 | 247.6411 | 0
|  |  | 23.3615 | 0 | -23.3615 | 0 | 0 | 0 | 0 | 0 | -23.3615 | 0 | 0 | 0 | 23.3615 | 221.6838 | 0
|  |  | 23.6941 | 0 | -23.6941 | 0 | 0 | 0 | 0 | 0 | -23.6941 | 0 | 0 | 0 | 23.6941 | 195.357 | 0
|  |  | 24.2768 | 0 | -24.2768 | 0 | 0 | 0 | 0 | 0 | -24.2768 | 0 | 0 | 0 | 24.2768 | 168.3827 | 0
|  |  | 24.5562 | 0 | -24.5562 | 0 | 0 | 0 | 0 | 0 | -24.5562 | 0 | 0 | 0 | 24.5562 | 141.0981 | 0
|  |  | 24.0861 | 0 | -24.0861 | 0 | 0 | 0 | 0 | 0 | -24.0861 | 0 | 0 | 0 | 24.0861 | 114.3358 | 0
|  |  | 22.6294 | 0 | -22.6294 | 0 | 0 | 0 | 0 | 0 | -22.6294 | 0 | 0 | 0 | 22.6294 | 89.192 | 0
|  |  | 20.8758 | 0 | -20.8758 | 0 | 0 | 0 | 0 | 0 | -20.8758 | 0 | 0 | 0 | 20.8758 | 65.9968 | 0
|  |  | 18.9345 | 0 | -18.9345 | 0 | 0 | 0 | 0 | 0 | -18.9345 | 0 | 0 | 0 | 18.9345 | 44.9584 | 0
|  |  | 15.4144 | 0 | -15.4144 | 0 | 0 | 0 | 0 | 0 | -15.4144 | 0 | 0 | 0 | 15.4144 | 27.8313 | 0
|  |  | 11.7376 | 0 | -11.7376 | 0 | 0 | 0 | 0 | 0 | -11.7376 | 0 | 0 | 0 | 11.7376 | 14.7895 | 0
|  |  | 16.1057 | 0 | -16.1057 | 2.7952 | 0 | 0 | 0 | 0 | -16.1057 | 0 | 2.7952 | 0 | 13.3105 | 2.3888e-15 | 0
|  |  | 19.9504 | 0.20196 | -19.7484 | 28.0783 | 0 | 0 | 0 | 0.20196 | -19.7484 | 8.1279 | 19.9504 | 0 | 2.1499e-15 | 0 | 0.20196
|  |  | 26.3005 | 2.3609 | -23.9396 | 65.6 | 0 | 0 | 0 | 2.3609 | -23.9396 | 39.2995 | 26.3005 | 0 | 0 | 0 | 2.3609
|  |  | 31.0713 | 8.5841 | -22.4872 | 97.2039 | 0 | 0 | 0 | 8.5841 | -22.4872 | 66.1326 | 31.0713 | 0 | 0 | 0 | 8.5841
|  |  | 33.2435 | 15.5793 | -17.6643 | 113.8746 | 0 | 0 | 0 | 15.5793 | -17.6643 | 47.6735 | 33.2435 | 32.9576 | 0 | 29.6618 | 15.5793
|  |  | 33.9264 | 20.5551 | -13.3713 | 124.7282 | 0 | 0 | 0 | 20.5551 | -13.3713 | 0 | 33.9264 | 90.8017 | 0 | 111.3834 | 20.5551
|  |  | 35.3688 | 22.0427 | -13.3261 | 137.8733 | 0 | 0 | 0 | 22.0427 | -13.3261 | 0 | 35.3688 | 102.5046 | 0 | 203.6375 | 22.0427
|  |  | 34.1685 | 16.9971 | -17.1714 | 128.707 | 0 | 0 | 0 | 16.9971 | -17.1714 | 0 | 34.1685 | 94.5384 | 0 | 288.7221 | 16.9971
|  |  | 35.1159 | 8.669 | -26.4469 | 109.9713 | 0 | 0 | 0 | 8.669 | -26.4469 | 0 | 35.1159 | 74.8554 | 0 | 356.0919 | 8.669
|  |  | 40.4938 | 2.4481 | -38.0458 | 62.704 | 0 | 0 | 0 | 2.4481 | -38.0458 | 0 | 40.4938 | 22.2102 | 0 | 376.0811 | 2.4481
|  |  | 46.2897 | 0.1345 | -46.1552 | 44.2706 | 0 | 0 | 0 | 0.1345 | -46.1552 | 0 | 44.2706 | 0 | 2.0191 | 373.8377 | 0.1345
|  |  | 46.7678 | 0 | -46.7678 | 22.8152 | 0 | 0 | 0 | 0 | -46.7678 | 0 | 22.8152 | 0 | 23.9526 | 347.2237 | 0
|  |  | 41.1187 | 0 | -41.1187 | 0.78065 | 0 | 0 | 0 | 0 | -41.1187 | 0 | 0.78065 | 0 | 40.338 | 302.4037 | 0
|  |  | 30.6708 | 0 | -30.6708 | 0 | 0 | 0 | 0 | 0 | -30.6708 | 0 | 0 | 0 | 30.6708 | 268.325 | 0
|  |  | 23.3615 | 0 | -23.3615 | 0 | 0 | 0 | 0 | 0 | -23.3615 | 0 | 0 | 0 | 23.3615 | 242.3678 | 0
|  |  | 23.6941 | 0 | -23.6941 | 0 | 0 | 0 | 0 | 0 | -23.6941 | 0 | 0 | 0 | 23.6941 | 216.041 | 0
|  |  | 24.2768 | 0 | -24.2768 | 0 | 0 | 0 | 0 | 0 | -24.2768 | 0 | 0 | 0 | 24.2768 | 189.0667 | 0
|  |  | 24.5562 | 0 | -24.5562 | 0 | 0 | 0 | 0 | 0 | -24.5562 | 0 | 0 | 0 | 24.5562 | 161.7821 | 0
|  |  | 30.2465 | 0 | -30.2465 | 0 | 0 | 0 | 0 | 0 | -30.2465 | 0 | 0 | 0 | 30.2465 | 128.1749 | 0
|  |  | 28.1491 | 0 | -28.1491 | 0 | 0 | 0 | 0 | 0 | -28.1491 | 0 | 0 | 0 | 28.1491 | 96.8981 | 0
|  |  | 25.2107 | 0 | -25.2107 | 0 | 0 | 0 | 0 | 0 | -25.2107 | 0 | 0 | 0 | 25.2107 | 68.8862 | 0
|  |  | 21.4417 | 0 | -21.4417 | 0 | 0 | 0 | 0 | 0 | -21.4417 | 0 | 0 | 0 | 21.4417 | 45.0622 | 0
|  |  | 17.5188 | 0 | -17.5188 | 0 | 0 | 0 | 0 | 0 | -17.5188 | 0 | 0 | 0 | 17.5188 | 25.5968 | 0
|  |  | 14.3414 | 0 | -14.3414 | 0 | 0 | 0 | 0 | 0 | -14.3414 | 0 | 0 | 0 | 14.3414 | 9.6619 | 0
|  |  | 11.6673 | 0 | -11.6673 | 2.9715 | 0 | 0 | 0 | 0 | -11.6673 | 0 | 2.9715 | 0 | 8.6957 | -2.4833e-15 | 0
|  |  | 9.167 | 0.18106 | -8.9859 | 32.5608 | 0 | 0 | 0 | 0.18106 | -8.9859 | 7.0651 | 9.167 | 16.3287 | -2.235e-15 | 14.6958 | 0.18106
|  |  | 7.1962 | 2.1641 | -5.0321 | 81.0368 | 0 | 0 | 0 | 2.1641 | -5.0321 | 81.0368 | 0 | 0 | 7.1962 | 6.7 | 2.1641
|  |  | 6.03 | 7.863 | 1.833 | 130.9734 | 1.833 | 0 | 1.6497 | 6.03 | 0 | 130.9734 | 0 | 0 | 6.03 | 0 | 6.03
|  |  | 6.0645 | 15.3622 | 9.2977 | 169.0743 | 9.2977 | 0 | 10.0177 | 6.0645 | 0 | 163.0098 | 6.0645 | 0 | 0 | 0 | 6.0645
|  |  | 6.9622 | 20.4281 | 13.4659 | 191.9902 | 13.4659 | 0 | 22.1369 | 6.9622 | 0 | 185.028 | 6.9622 | 0 | 0 | 0 | 6.9622
|  |  | 9.2104 | 20.1352 | 10.9248 | 199.0664 | 10.9248 | 0 | 31.9693 | 9.2104 | 0 | 189.856 | 9.2104 | 0 | 0 | 0 | 9.2104
|  |  | 12.2202 | 15.0234 | 2.8032 | 190.9577 | 2.8032 | 0 | 34.4921 | 12.2202 | 0 | 66.5089 | 12.2202 | 112.2286 | 0 | 101.0057 | 12.2202
|  |  | 15.3949 | 7.8279 | -7.567 | 165.725 | 0 | 7.567 | 26.0844 | 7.8279 | 0 | 0 | 15.3949 | 150.3301 | 0 | 236.3028 | 7.8279
|  |  | 18.6761 | 2.095 | -16.5811 | 126.6168 | 0 | 16.5811 | 7.6609 | 2.095 | 0 | 0 | 18.6761 | 107.9407 | 0 | 333.4495 | 2.095
|  |  | 22.1391 | 0.1011 | -22.038 | 76.1514 | 0 | 6.8948 | 0 | 0.1011 | -15.1432 | 0 | 22.1391 | 54.0123 | 0 | 382.0605 | 0.1011
|  |  | 26.0591 | 0 | -26.0591 | 21.9842 | 0 | 0 | 0 | 0 | -26.0591 | 0 | 21.9842 | 0 | 4.0749 | 377.5328 | 0
|  |  | 29.8278 | 0 | -29.8278 | 1.9894 | 0 | 0 | 0 | 0 | -29.8278 | 0 | 1.9894 | 0 | 27.8384 | 346.6012 | 0
|  |  | 32.3465 | 0 | -32.3465 | 0 | 0 | 0 | 0 | 0 | -32.3465 | 0 | 0 | 0 | 32.3465 | 310.6607 | 0
|  |  | 33.6507 | 0 | -33.6507 | 0 | 0 | 0 | 0 | 0 | -33.6507 | 0 | 0 | 0 | 33.6507 | 273.271 | 0
|  |  | 34.0882 | 0 | -34.0882 | 0 | 0 | 0 | 0 | 0 | -34.0882 | 0 | 0 | 0 | 34.0882 | 235.3952 | 0
|  |  | 33.501 | 0 | -33.501 | 0 | 0 | 0 | 0 | 0 | -33.501 | 0 | 0 | 0 | 33.501 | 198.172 | 0
|  |  | 32.1465 | 0 | -32.1465 | 0 | 0 | 0 | 0 | 0 | -32.1465 | 0 | 0 | 0 | 32.1465 | 162.4536 | 0
|  |  | 30.2465 | 0 | -30.2465 | 0 | 0 | 0 | 0 | 0 | -30.2465 | 0 | 0 | 0 | 30.2465 | 128.8464 | 0
|  |  | 28.1491 | 0 | -28.1491 | 0 | 0 | 0 | 0 | 0 | -28.1491 | 0 | 0 | 0 | 28.1491 | 97.5696 | 0
|  |  | 25.2107 | 0 | -25.2107 | 0 | 0 | 0 | 0 | 0 | -25.2107 | 0 | 0 | 0 | 25.2107 | 69.5578 | 0
|  |  | 21.4417 | 0 | -21.4417 | 0 | 0 | 0 | 0 | 0 | -21.4417 | 0 | 0 | 0 | 21.4417 | 45.7337 | 0
|  |  | 17.5188 | 0 | -17.5188 | 0 | 0 | 0 | 0 | 0 | -17.5188 | 0 | 0 | 0 | 17.5188 | 26.2683 | 0
|  |  | 14.3414 | 0 | -14.3414 | 0 | 0 | 0 | 0 | 0 | -14.3414 | 0 | 0 | 0 | 14.3414 | 10.3335 | 0
|  |  | 11.6673 | 0 | -11.6673 | 2.3671 | 0 | 0 | 0 | 0 | -11.6673 | 0 | 2.3671 | 0 | 9.3001 | -1.2322e-15 | 0
|  |  | 9.167 | 0.15934 | -9.0076 | 32.4097 | 0 | 0 | 0 | 0.15934 | -9.0076 | 23.2427 | 9.167 | 0 | -1.109e-15 | 0 | 0.15934
|  |  | 7.1962 | 2.2503 | -4.9459 | 37.0936 | 0 | 0 | 0 | 2.2503 | -4.9459 | 29.8974 | 7.1962 | 0 | 0 | 0 | 2.2503
|  |  | 6.03 | 8.3554 | 2.3254 | 29.3878 | 2.3254 | 0 | 2.0929 | 6.03 | 0 | 23.3578 | 6.03 | 0 | 0 | 0 | 6.03
|  |  | 6.0645 | 14.3189 | 8.2545 | 122.4366 | 8.2545 | 0 | 9.5219 | 6.0645 | 0 | 116.3721 | 6.0645 | 0 | 0 | 0 | 6.0645
|  |  | 6.9622 | 16.7702 | 9.808 | 228.4039 | 9.808 | 0 | 18.3491 | 6.9622 | 0 | 221.4417 | 6.9622 | 0 | 0 | 0 | 6.9622
|  |  | 9.2104 | 16.4761 | 7.2657 | 191.688 | 7.2657 | 0 | 24.8883 | 9.2104 | 0 | 64.8862 | 9.2104 | 117.5914 | 0 | 105.8322 | 9.2104
|  |  | 12.2202 | 12.6178 | 0.39759 | 194.2314 | 0.39759 | 0 | 25.2461 | 12.2202 | 0 | 0 | 12.2202 | 182.0112 | 0 | 269.6423 | 12.2202
|  |  | 15.3949 | 6.6362 | -8.7588 | 130.4697 | 0 | 8.7588 | 15.5141 | 6.6362 | 0 | 0 | 15.3949 | 115.0748 | 0 | 373.2096 | 6.6362
|  |  | 18.6761 | 1.8573 | -16.8188 | 43.7417 | 0 | 13.9627 | 0 | 1.8573 | -2.8561 | 0 | 18.6761 | 25.0656 | 0 | 395.7687 | 1.8573
|  |  | 22.1391 | 0.078525 | -22.0606 | 9.2671 | 0 | 0 | 0 | 0.078525 | -22.0606 | 0 | 9.2671 | 0 | 12.872 | 381.4665 | 0.078525
|  |  | 26.0591 | 0 | -26.0591 | 4.4573 | 0 | 0 | 0 | 0 | -26.0591 | 0 | 4.4573 | 0 | 21.6019 | 357.4644 | 0
|  |  | 29.8278 | 0 | -29.8278 | 0.67992 | 0 | 0 | 0 | 0 | -29.8278 | 0 | 0.67992 | 0 | 29.1479 | 325.0779 | 0
|  |  | 32.3465 | 0 | -32.3465 | 0 | 0 | 0 | 0 | 0 | -32.3465 | 0 | 0 | 0 | 32.3465 | 289.1373 | 0
|  |  | 33.6507 | 0 | -33.6507 | 0 | 0 | 0 | 0 | 0 | -33.6507 | 0 | 0 | 0 | 33.6507 | 251.7477 | 0
|  |  | 34.0882 | 0 | -34.0882 | 0 | 0 | 0 | 0 | 0 | -34.0882 | 0 | 0 | 0 | 34.0882 | 213.8719 | 0
|  |  | 33.501 | 0 | -33.501 | 0 | 0 | 0 | 0 | 0 | -33.501 | 0 | 0 | 0 | 33.501 | 176.6486 | 0
|  |  | 32.1465 | 0 | -32.1465 | 0 | 0 | 0 | 0 | 0 | -32.1465 | 0 | 0 | 0 | 32.1465 | 140.9302 | 0
|  |  | 24.0861 | 0 | -24.0861 | 0 | 0 | 0 | 0 | 0 | -24.0861 | 0 | 0 | 0 | 24.0861 | 114.1679 | 0
|  |  | 22.6294 | 0 | -22.6294 | 0 | 0 | 0 | 0 | 0 | -22.6294 | 0 | 0 | 0 | 22.6294 | 89.0242 | 0
|  |  | 20.8758 | 0 | -20.8758 | 0 | 0 | 0 | 0 | 0 | -20.8758 | 0 | 0 | 0 | 20.8758 | 65.8289 | 0
|  |  | 18.9345 | 0 | -18.9345 | 0 | 0 | 0 | 0 | 0 | -18.9345 | 0 | 0 | 0 | 18.9345 | 44.7905 | 0
|  |  | 15.4144 | 0 | -15.4144 | 0 | 0 | 0 | 0 | 0 | -15.4144 | 0 | 0 | 0 | 15.4144 | 27.6634 | 0
|  |  | 11.7376 | 0 | -11.7376 | 0 | 0 | 0 | 0 | 0 | -11.7376 | 0 | 0 | 0 | 11.7376 | 14.6216 | 0
|  |  | 16.1057 | 0 | -16.1057 | 2.9463 | 0 | 0 | 0 | 0 | -16.1057 | 0 | 2.9463 | 0 | 13.1594 | -2.4258e-15 | 0
|  |  | 19.9504 | 0.10198 | -19.8484 | 29.4885 | 0 | 0 | 0 | 0.10198 | -19.8484 | 9.5382 | 19.9504 | 0 | -2.1832e-15 | 0 | 0.10198
|  |  | 26.3005 | 2.3579 | -23.9426 | 69.2766 | 0 | 0 | 0 | 2.3579 | -23.9426 | 42.9761 | 26.3005 | 0 | 0 | 0 | 2.3579
|  |  | 31.0713 | 9.1201 | -21.9512 | 113.0687 | 0 | 0 | 0 | 9.1201 | -21.9512 | 81.9974 | 31.0713 | 0 | 0 | 0 | 9.1201
|  |  | 33.2435 | 16.7498 | -16.4937 | 141.0967 | 0 | 0 | 0 | 16.7498 | -16.4937 | 107.8531 | 33.2435 | 0 | 0 | 0 | 16.7498
|  |  | 33.9264 | 20.8101 | -13.1164 | 172.0206 | 0 | 0 | 0 | 20.8101 | -13.1164 | 138.0942 | 33.9264 | 0 | 0 | 0 | 20.8101
|  |  | 35.3688 | 20.6151 | -14.7537 | 164.894 | 0 | 0 | 0 | 20.6151 | -14.7537 | 88.778 | 35.3688 | 40.7472 | 0 | 36.6725 | 20.6151
|  |  | 34.1685 | 15.6187 | -18.5498 | 185.1658 | 0 | 0 | 0 | 15.6187 | -18.5498 | 0 | 34.1685 | 150.9972 | 0 | 172.57 | 15.6187
|  |  | 35.1159 | 7.9155 | -27.2004 | 140.3664 | 0 | 0 | 0 | 7.9155 | -27.2004 | 0 | 35.1159 | 105.2505 | 0 | 267.2955 | 7.9155
|  |  | 40.4938 | 2.1111 | -38.3828 | 106.5717 | 0 | 0 | 0 | 2.1111 | -38.3828 | 0 | 40.4938 | 66.0779 | 0 | 326.7656 | 2.1111
|  |  | 46.2897 | 0.12367 | -46.166 | 71.5682 | 0 | 0 | 0 | 0.12367 | -46.166 | 0 | 46.2897 | 25.2786 | 0 | 349.5163 | 0.12367
|  |  | 46.7678 | 0 | -46.7678 | 24.4521 | 0 | 0 | 0 | 0 | -46.7678 | 0 | 24.4521 | 0 | 22.3157 | 324.721 | 0
|  |  | 41.1187 | 0 | -41.1187 | 2.065 | 0 | 0 | 0 | 0 | -41.1187 | 0 | 2.065 | 0 | 39.0537 | 281.328 | 0
|  |  | 30.6708 | 0 | -30.6708 | 0 | 0 | 0 | 0 | 0 | -30.6708 | 0 | 0 | 0 | 30.6708 | 247.2494 | 0
|  |  | 23.3615 | 0 | -23.3615 | 0 | 0 | 0 | 0 | 0 | -23.3615 | 0 | 0 | 0 | 23.3615 | 221.2921 | 0
|  |  | 23.6941 | 0 | -23.6941 | 0 | 0 | 0 | 0 | 0 | -23.6941 | 0 | 0 | 0 | 23.6941 | 194.9653 | 0
|  |  | 24.2768 | 0 | -24.2768 | 0 | 0 | 0 | 0 | 0 | -24.2768 | 0 | 0 | 0 | 24.2768 | 167.991 | 0
|  |  | 24.5562 | 0 | -24.5562 | 0 | 0 | 0 | 0 | 0 | -24.5562 | 0 | 0 | 0 | 24.5562 | 140.7064 | 0
|  |  | 24.0861 | 0 | -24.0861 | 0 | 0 | 0 | 0 | 0 | -24.0861 | 0 | 0 | 0 | 24.0861 | 113.9441 | 0
|  |  | 22.6294 | 0 | -22.6294 | 0 | 0 | 0 | 0 | 0 | -22.6294 | 0 | 0 | 0 | 22.6294 | 88.8003 | 0
|  |  | 20.8758 | 0 | -20.8758 | 0 | 0 | 0 | 0 | 0 | -20.8758 | 0 | 0 | 0 | 20.8758 | 65.605 | 0
|  |  | 18.9345 | 0 | -18.9345 | 0 | 0 | 0 | 0 | 0 | -18.9345 | 0 | 0 | 0 | 18.9345 | 44.5667 | 0
|  |  | 15.4144 | 0 | -15.4144 | 0 | 0 | 0 | 0 | 0 | -15.4144 | 0 | 0 | 0 | 15.4144 | 27.4395 | 0
|  |  | 11.7376 | 0 | -11.7376 | 0 | 0 | 0 | 0 | 0 | -11.7376 | 0 | 0 | 0 | 11.7376 | 14.3977 | 0
|  |  | 16.1057 | 0 | -16.1057 | 3.1478 | 0 | 0 | 0 | 0 | -16.1057 | 0 | 3.1478 | 0 | 12.958 | -4.9736e-15 | 0
|  |  | 19.9504 | 0.079401 | -19.871 | 32.0319 | 0 | 0 | 0 | 0.079401 | -19.871 | 12.0816 | 19.9504 | 0 | -4.4762e-15 | 0 | 0.079401
|  |  | 26.3005 | 1.9088 | -24.3917 | 66.431 | 0 | 0 | 0 | 1.9088 | -24.3917 | 40.1305 | 26.3005 | 0 | 0 | 0 | 1.9088
|  |  | 31.0713 | 7.1887 | -23.8826 | 104.3053 | 0 | 0 | 0 | 7.1887 | -23.8826 | 73.234 | 31.0713 | 0 | 0 | 0 | 7.1887
|  |  | 33.2435 | 13.7545 | -19.489 | 138.377 | 0 | 0 | 0 | 13.7545 | -19.489 | 105.1334 | 33.2435 | 0 | 0 | 0 | 13.7545
|  |  | 33.9264 | 18.105 | -15.8214 | 157.163 | 0 | 0 | 0 | 18.105 | -15.8214 | 123.2366 | 33.9264 | 0 | 0 | 0 | 18.105
|  |  | 35.3688 | 18.6793 | -16.6894 | 168.2684 | 0 | 0 | 0 | 18.6793 | -16.6894 | 103.1263 | 35.3688 | 29.7733 | 0 | 26.796 | 18.6793
|  |  | 34.1685 | 14.6516 | -19.517 | 167.6389 | 0 | 0 | 0 | 14.6516 | -19.517 | 0 | 34.1685 | 133.4703 | 0 | 146.9193 | 14.6516
|  |  | 35.1159 | 7.5682 | -27.5477 | 152.9828 | 0 | 0 | 0 | 7.5682 | -27.5477 | 0 | 35.1159 | 117.8669 | 0 | 252.9995 | 7.5682
|  |  | 40.4938 | 2.0205 | -38.4733 | 121.0264 | 0 | 0 | 0 | 2.0205 | -38.4733 | 0 | 40.4938 | 80.5325 | 0 | 325.4787 | 2.0205
|  |  | 46.2897 | 0.13438 | -46.1553 | 73.5576 | 0 | 0 | 0 | 0.13438 | -46.1553 | 0 | 46.2897 | 27.268 | 0 | 350.0199 | 0.13438
|  |  | 46.7678 | 0 | -46.7678 | 24.1751 | 0 | 0 | 0 | 0 | -46.7678 | 0 | 24.1751 | 0 | 22.5927 | 324.9169 | 0
|  |  | 41.1187 | 0 | -41.1187 | 2.2664 | 0 | 0 | 0 | 0 | -41.1187 | 0 | 2.2664 | 0 | 38.8523 | 281.7477 | 0
|  |  | 30.6708 | 0 | -30.6708 | 0 | 0 | 0 | 0 | 0 | -30.6708 | 0 | 0 | 0 | 30.6708 | 247.6691 | 0
|  |  | 23.3615 | 0 | -23.3615 | 0 | 0 | 0 | 0 | 0 | -23.3615 | 0 | 0 | 0 | 23.3615 | 221.7118 | 0
|  |  | 23.6941 | 0 | -23.6941 | 0 | 0 | 0 | 0 | 0 | -23.6941 | 0 | 0 | 0 | 23.6941 | 195.385 | 0
|  |  | 24.2768 | 0 | -24.2768 | 0 | 0 | 0 | 0 | 0 | -24.2768 | 0 | 0 | 0 | 24.2768 | 168.4107 | 0
|  |  | 24.5562 | 0 | -24.5562 | 0 | 0 | 0 | 0 | 0 | -24.5562 | 0 | 0 | 0 | 24.5562 | 141.1261 | 0
|  |  | 24.0861 | 0 | -24.0861 | 0 | 0 | 0 | 0 | 0 | -24.0861 | 0 | 0 | 0 | 24.0861 | 114.3638 | 0
|  |  | 22.6294 | 0 | -22.6294 | 0 | 0 | 0 | 0 | 0 | -22.6294 | 0 | 0 | 0 | 22.6294 | 89.22 | 0
|  |  | 20.8758 | 0 | -20.8758 | 0 | 0 | 0 | 0 | 0 | -20.8758 | 0 | 0 | 0 | 20.8758 | 66.0247 | 0
|  |  | 18.9345 | 0 | -18.9345 | 0 | 0 | 0 | 0 | 0 | -18.9345 | 0 | 0 | 0 | 18.9345 | 44.9864 | 0
|  |  | 15.4144 | 0 | -15.4144 | 0 | 0 | 0 | 0 | 0 | -15.4144 | 0 | 0 | 0 | 15.4144 | 27.8592 | 0
|  |  | 11.7376 | 0 | -11.7376 | 0 | 0 | 0 | 0 | 0 | -11.7376 | 0 | 0 | 0 | 11.7376 | 14.8174 | 0
|  |  | 16.1057 | 0 | -16.1057 | 2.7701 | 0 | 0 | 0 | 0 | -16.1057 | 0 | 2.7701 | 0 | 13.3357 | 2.4428e-15 | 0
|  |  | 19.9504 | 0.10178 | -19.8486 | 30.7728 | 0 | 0 | 0 | 0.10178 | -19.8486 | 10.8225 | 19.9504 | 0 | 2.1985e-15 | 0 | 0.10178
|  |  | 26.3005 | 2.2694 | -24.0311 | 78.7956 | 0 | 0 | 0 | 2.2694 | -24.0311 | 52.495 | 26.3005 | 0 | 0 | 0 | 2.2694
|  |  | 31.0713 | 8.5357 | -22.5356 | 127.196 | 0 | 0 | 0 | 8.5357 | -22.5356 | 96.1247 | 31.0713 | 0 | 0 | 0 | 8.5357
|  |  | 33.2435 | 15.3148 | -17.9287 | 165.0451 | 0 | 0 | 0 | 15.3148 | -17.9287 | 131.8016 | 33.2435 | 0 | 0 | 0 | 15.3148
|  |  | 33.9264 | 19.1709 | -14.7555 | 187.3315 | 0 | 0 | 0 | 19.1709 | -14.7555 | 141.9101 | 33.9264 | 11.4949 | 0 | 10.3454 | 19.1709
|  |  | 35.3688 | 19.3436 | -16.0252 | 194.7603 | 0 | 0 | 0 | 19.3436 | -16.0252 | 0 | 35.3688 | 159.3915 | 0 | 153.7978 | 19.3436
|  |  | 34.1685 | 15.364 | -18.8045 | 186.9286 | 0 | 0 | 0 | 15.364 | -18.8045 | 0 | 34.1685 | 152.76 | 0 | 291.2818 | 15.364
|  |  | 35.1159 | 8.3981 | -26.7178 | 162.4765 | 0 | 0 | 0 | 8.3981 | -26.7178 | 0 | 35.1159 | 127.3606 | 0 | 405.9063 | 8.3981
|  |  | 40.4938 | 2.2664 | -38.2275 | 124.8541 | 0 | 0 | 0 | 2.2664 | -38.2275 | 0 | 40.4938 | 84.3602 | 0 | 481.8305 | 2.2664
|  |  | 46.2897 | 0.11282 | -46.1769 | 76.9321 | 0 | 0 | 0 | 0.11282 | -46.1769 | 0 | 46.2897 | 30.6424 | 0 | 509.4087 | 0.11282
|  |  | 46.7678 | 0 | -46.7678 | 23.2685 | 0 | 0 | 0 | 0 | -46.7678 | 0 | 23.2685 | 0 | 23.4993 | 483.2984 | 0
|  |  | 41.1187 | 0 | -41.1187 | 2.3671 | 0 | 0 | 0 | 0 | -41.1187 | 0 | 2.3671 | 0 | 38.7515 | 440.2411 | 0
|  |  | 30.6708 | 0 | -30.6708 | 0 | 0 | 0 | 0 | 0 | -30.6708 | 0 | 0 | 0 | 30.6708 | 406.1625 | 0
|  |  | 23.3615 | 0 | -23.3615 | 0 | 0 | 0 | 0 | 0 | -23.3615 | 0 | 0 | 0 | 23.3615 | 380.2052 | 0
|  |  | 23.6941 | 0 | -23.6941 | 0 | 0 | 0 | 0 | 0 | -23.6941 | 0 | 0 | 0 | 23.6941 | 353.8784 | 0
|  |  | 24.2768 | 0 | -24.2768 | 0 | 0 | 0 | 0 | 0 | -24.2768 | 0 | 0 | 0 | 24.2768 | 326.9041 | 0
|  |  | 24.5562 | 0 | -24.5562 | 0 | 0 | 0 | 0 | 0 | -24.5562 | 0 | 0 | 0 | 24.5562 | 299.6195 | 0
|  |  | 24.0861 | 0 | -24.0861 | 0 | 0 | 0 | 0 | 0 | -24.0861 | 0 | 0 | 0 | 24.0861 | 272.8572 | 0
|  |  | 22.6294 | 0 | -22.6294 | 0 | 0 | 0 | 0 | 0 | -22.6294 | 0 | 0 | 0 | 22.6294 | 247.7134 | 0
|  |  | 20.8758 | 0 | -20.8758 | 0 | 0 | 0 | 0 | 0 | -20.8758 | 0 | 0 | 0 | 20.8758 | 224.5181 | 0
|  |  | 18.9345 | 0 | -18.9345 | 0 | 0 | 0 | 0 | 0 | -18.9345 | 0 | 0 | 0 | 18.9345 | 203.4798 | 0
|  |  | 15.4144 | 0 | -15.4144 | 0 | 0 | 0 | 0 | 0 | -15.4144 | 0 | 0 | 0 | 15.4144 | 186.3527 | 0
|  |  | 11.7376 | 0 | -11.7376 | 0 | 0 | 0 | 0 | 0 | -11.7376 | 0 | 0 | 0 | 11.7376 | 173.3108 | 0
|  |  | 16.1057 | 0 | -16.1057 | 1.2591 | 0 | 0 | 0 | 0 | -16.1057 | 0 | 1.2591 | 0 | 14.8466 | 156.8146 | 0
|  |  | 19.9504 | 0.079065 | -19.8713 | 19.0379 | 0 | 0 | 0 | 0.079065 | -19.8713 | 0 | 19.0379 | 0 | 0.91252 | 155.8007 | 0.079065
|  |  | 26.3005 | 2.3898 | -23.9107 | 38.6549 | 0 | 0 | 0 | 2.3898 | -23.9107 | 0 | 26.3005 | 12.3544 | 0 | 166.9196 | 2.3898
|  |  | 31.0713 | 9.4929 | -21.5784 | 57.6424 | 0 | 0 | 0 | 9.4929 | -21.5784 | 0 | 31.0713 | 26.5711 | 0 | 190.8336 | 9.4929
|  |  | 33.2435 | 17.7282 | -15.5153 | 66.9599 | 0 | 0 | 0 | 17.7282 | -15.5153 | 0 | 33.2435 | 33.7163 | 0 | 221.1783 | 17.7282
|  |  | 33.9264 | 22.6521 | -11.2743 | 76.1514 | 0 | 0 | 0 | 22.6521 | -11.2743 | 0 | 33.9264 | 42.225 | 0 | 259.1808 | 22.6521
|  |  | 35.3688 | 22.7614 | -12.6074 | 76.0507 | 0 | 0 | 0 | 22.7614 | -12.6074 | 0 | 35.3688 | 40.6819 | 0 | 295.7945 | 22.7614
|  |  | 34.1685 | 17.3468 | -16.8217 | 75.8492 | 0 | 0 | 0 | 17.3468 | -16.8217 | 0 | 34.1685 | 41.6807 | 0 | 333.3071 | 17.3468
|  |  | 35.1159 | 9.0701 | -26.0458 | 68.8989 | 0 | 0 | 0 | 9.0701 | -26.0458 | 0 | 35.1159 | 33.783 | 0 | 363.7118 | 9.0701
|  |  | 40.4938 | 2.5026 | -37.9912 | 50.7172 | 0 | 0 | 0 | 2.5026 | -37.9912 | 0 | 40.4938 | 10.2234 | 0 | 372.9129 | 2.5026
|  |  | 46.2897 | 0.12395 | -46.1657 | 35.0286 | 0 | 0 | 0 | 0.12395 | -46.1657 | 0 | 35.0286 | 0 | 11.261 | 360.4006 | 0.12395
|  |  | 46.7678 | 0 | -46.7678 | 17.124 | 0 | 0 | 0 | 0 | -46.7678 | 0 | 17.124 | 0 | 29.6438 | 327.4631 | 0
|  |  | 41.1187 | 0 | -41.1187 | 0.93175 | 0 | 0 | 0 | 0 | -41.1187 | 0 | 0.93175 | 0 | 40.1869 | 282.8109 | 0
|  |  | 30.6708 | 0 | -30.6708 | 0 | 0 | 0 | 0 | 0 | -30.6708 | 0 | 0 | 0 | 30.6708 | 248.7323 | 0
|  |  | 23.3615 | 0 | -23.3615 | 0 | 0 | 0 | 0 | 0 | -23.3615 | 0 | 0 | 0 | 23.3615 | 222.7751 | 0
|  |  | 23.6941 | 0 | -23.6941 | 0 | 0 | 0 | 0 | 0 | -23.6941 | 0 | 0 | 0 | 23.6941 | 196.4483 | 0
|  |  | 24.2768 | 0 | -24.2768 | 0 | 0 | 0 | 0 | 0 | -24.2768 | 0 | 0 | 0 | 24.2768 | 169.474 | 0
|  |  | 24.5562 | 0 | -24.5562 | 0 | 0 | 0 | 0 | 0 | -24.5562 | 0 | 0 | 0 | 24.5562 | 142.1894 | 0
|  |  | 24.0861 | 0 | -24.0861 | 0 | 0 | 0 | 0 | 0 | -24.0861 | 0 | 0 | 0 | 24.0861 | 115.4271 | 0
|  |  | 22.6294 | 0 | -22.6294 | 0 | 0 | 0 | 0 | 0 | -22.6294 | 0 | 0 | 0 | 22.6294 | 90.2833 | 0
|  |  | 20.8758 | 0 | -20.8758 | 0 | 0 | 0 | 0 | 0 | -20.8758 | 0 | 0 | 0 | 20.8758 | 67.088 | 0
|  |  | 18.9345 | 0 | -18.9345 | 0 | 0 | 0 | 0 | 0 | -18.9345 | 0 | 0 | 0 | 18.9345 | 46.0496 | 0
|  |  | 15.4144 | 0 | -15.4144 | 0 | 0 | 0 | 0 | 0 | -15.4144 | 0 | 0 | 0 | 15.4144 | 28.9225 | 0
|  |  | 11.7376 | 0 | -11.7376 | 0 | 0 | 0 | 0 | 0 | -11.7376 | 0 | 0 | 0 | 11.7376 | 15.8807 | 0
|  |  | 16.1057 | 0 | -16.1057 | 1.8131 | 0 | 0 | 0 | 0 | -16.1057 | 0 | 1.8131 | 0 | 14.2926 | -2.3173e-15 | 0
|  |  | 19.9504 | 0.079763 | -19.8706 | 25.963 | 0 | 0 | 0 | 0.079763 | -19.8706 | 6.0126 | 19.9504 | 0 | -2.0855e-15 | 0 | 0.079763
|  |  | 26.3005 | 2.2101 | -24.0904 | 59.4555 | 0 | 0 | 0 | 2.2101 | -24.0904 | 33.155 | 26.3005 | 0 | 0 | 0 | 2.2101
|  |  | 31.0713 | 9.1165 | -21.9547 | 77.2091 | 0 | 0 | 0 | 9.1165 | -21.9547 | 35.7376 | 31.0713 | 10.4001 | 0 | 9.3601 | 9.1165
|  |  | 33.2435 | 16.6065 | -16.637 | 105.1615 | 0 | 0 | 0 | 16.6065 | -16.637 | 0 | 33.2435 | 71.9179 | 0 | 74.0863 | 16.6065
|  |  | 33.9264 | 21.079 | -12.8474 | 101.8122 | 0 | 0 | 0 | 21.079 | -12.8474 | 0 | 33.9264 | 67.8858 | 0 | 135.1835 | 21.079
|  |  | 35.3688 | 22.127 | -13.2418 | 118.2815 | 0 | 0 | 0 | 22.127 | -13.2418 | 0 | 35.3688 | 82.9127 | 0 | 209.8049 | 22.127
|  |  | 34.1685 | 17.3941 | -16.7744 | 118.0297 | 0 | 0 | 0 | 17.3941 | -16.7744 | 0 | 34.1685 | 83.8611 | 0 | 285.2799 | 17.3941
|  |  | 35.1159 | 8.7397 | -26.3762 | 105.4888 | 0 | 0 | 0 | 8.7397 | -26.3762 | 0 | 35.1159 | 70.3729 | 0 | 348.6156 | 8.7397
|  |  | 40.4938 | 2.1263 | -38.3675 | 75.7989 | 0 | 0 | 0 | 2.1263 | -38.3675 | 0 | 40.4938 | 35.305 | 0 | 380.3901 | 2.1263
|  |  | 46.2897 | 0.11245 | -46.1772 | 44.195 | 0 | 0 | 0 | 0.11245 | -46.1772 | 0 | 44.195 | 0 | 2.0947 | 378.0627 | 0.11245
|  |  | 46.7678 | 0 | -46.7678 | 19.4911 | 0 | 0 | 0 | 0 | -46.7678 | 0 | 19.4911 | 0 | 27.2766 | 347.7553 | 0
|  |  | 41.1187 | 0 | -41.1187 | 0.90656 | 0 | 0 | 0 | 0 | -41.1187 | 0 | 0.90656 | 0 | 40.2121 | 303.0752 | 0
|  |  | 30.6708 | 0 | -30.6708 | 0 | 0 | 0 | 0 | 0 | -30.6708 | 0 | 0 | 0 | 30.6708 | 268.9966 | 0
|  |  | 23.3615 | 0 | -23.3615 | 0 | 0 | 0 | 0 | 0 | -23.3615 | 0 | 0 | 0 | 23.3615 | 243.0393 | 0
|  |  | 23.6941 | 0 | -23.6941 | 0 | 0 | 0 | 0 | 0 | -23.6941 | 0 | 0 | 0 | 23.6941 | 216.7125 | 0
|  |  | 24.2768 | 0 | -24.2768 | 0 | 0 | 0 | 0 | 0 | -24.2768 | 0 | 0 | 0 | 24.2768 | 189.7382 | 0
|  |  | 24.5562 | 0 | -24.5562 | 0 | 0 | 0 | 0 | 0 | -24.5562 | 0 | 0 | 0 | 24.5562 | 162.4536 | 0
|  |  | 30.2465 | 0 | -30.2465 | 0 | 0 | 0 | 0 | 0 | -30.2465 | 0 | 0 | 0 | 30.2465 | 128.8464 | 0
|  |  | 28.1491 | 0 | -28.1491 | 0 | 0 | 0 | 0 | 0 | -28.1491 | 0 | 0 | 0 | 28.1491 | 97.5696 | 0
|  |  | 25.2107 | 0 | -25.2107 | 0 | 0 | 0 | 0 | 0 | -25.2107 | 0 | 0 | 0 | 25.2107 | 69.5578 | 0
|  |  | 21.4417 | 0 | -21.4417 | 0 | 0 | 0 | 0 | 0 | -21.4417 | 0 | 0 | 0 | 21.4417 | 45.7337 | 0
|  |  | 17.5188 | 0 | -17.5188 | 0 | 0 | 0 | 0 | 0 | -17.5188 | 0 | 0 | 0 | 17.5188 | 26.2683 | 0
|  |  | 14.3414 | 0 | -14.3414 | 0 | 0 | 0 | 0 | 0 | -14.3414 | 0 | 0 | 0 | 14.3414 | 10.3335 | 0
|  |  | 11.6673 | 0 | -11.6673 | 2.3671 | 0 | 0 | 0 | 0 | -11.6673 | 0 | 2.3671 | 0 | 9.3001 | 0 | 0
|  |  | 9.167 | 0.056504 | -9.1105 | 25.4845 | 0 | 0 | 0 | 0.056504 | -9.1105 | 7.4334 | 9.167 | 8.8842 | 0 | 7.9958 | 0.056504
|  |  | 7.1962 | 1.4908 | -5.7054 | 72.223 | 0 | 0 | 0 | 1.4908 | -5.7054 | 72.223 | 0 | 0 | 7.1962 | 0 | 1.4908
|  |  | 6.03 | 6.1667 | 0.13671 | 115.6121 | 0.13671 | 0 | 0.12304 | 6.03 | 0 | 109.5821 | 6.03 | 0 | 0 | 0 | 6.03
|  |  | 6.0645 | 11.3366 | 5.2722 | 155.6017 | 5.2722 | 0 | 4.868 | 6.0645 | 0 | 149.5373 | 6.0645 | 0 | 0 | 0 | 6.0645
|  |  | 6.9622 | 14.7918 | 7.8296 | 175.7476 | 7.8296 | 0 | 11.9146 | 6.9622 | 0 | 168.7854 | 6.9622 | 0 | 0 | 0 | 6.9622
|  |  | 9.2104 | 15.8729 | 6.6625 | 183.8815 | 6.6625 | 0 | 17.9109 | 9.2104 | 0 | 157.9898 | 9.2104 | 16.6812 | 0 | 15.0131 | 9.2104
|  |  | 12.2202 | 13.3386 | 1.1184 | 175.2943 | 1.1184 | 0 | 18.9174 | 12.2202 | 0 | 0 | 12.2202 | 163.0741 | 0 | 161.7798 | 12.2202
|  |  | 15.3949 | 7.6497 | -7.7453 | 155.4003 | 0 | 7.7453 | 10.3116 | 7.6497 | 0 | 0 | 15.3949 | 140.0053 | 0 | 287.7846 | 7.6497
|  |  | 18.6761 | 2.1089 | -16.5672 | 117.803 | 0 | 9.2804 | 0 | 2.1089 | -7.2868 | 0 | 18.6761 | 99.1269 | 0 | 376.9988 | 2.1089
|  |  | 22.1391 | 0.11247 | -22.0267 | 71.5934 | 0 | 0 | 0 | 0.11247 | -22.0267 | 0 | 22.1391 | 49.4543 | 0 | 421.5077 | 0.11247
|  |  | 26.0591 | 0 | -26.0591 | 23.5455 | 0 | 0 | 0 | 0 | -26.0591 | 0 | 23.5455 | 0 | 2.5136 | 418.7147 | 0
|  |  | 29.8278 | 0 | -29.8278 | 2.6441 | 0 | 0 | 0 | 0 | -29.8278 | 0 | 2.6441 | 0 | 27.1837 | 388.5106 | 0
|  |  | 32.3465 | 0 | -32.3465 | 0 | 0 | 0 | 0 | 0 | -32.3465 | 0 | 0 | 0 | 32.3465 | 352.5701 | 0
|  |  | 33.6507 | 0 | -33.6507 | 0 | 0 | 0 | 0 | 0 | -33.6507 | 0 | 0 | 0 | 33.6507 | 315.1804 | 0
|  |  | 34.0882 | 0 | -34.0882 | 0 | 0 | 0 | 0 | 0 | -34.0882 | 0 | 0 | 0 | 34.0882 | 277.3047 | 0
|  |  | 33.501 | 0 | -33.501 | 0 | 0 | 0 | 0 | 0 | -33.501 | 0 | 0 | 0 | 33.501 | 240.0814 | 0
|  |  | 32.1465 | 0 | -32.1465 | 0 | 0 | 0 | 0 | 0 | -32.1465 | 0 | 0 | 0 | 32.1465 | 204.363 | 0
|  |  | 30.2465 | 0 | -30.2465 | 0 | 0 | 0 | 0 | 0 | -30.2465 | 0 | 0 | 0 | 30.2465 | 170.7559 | 0
|  |  | 28.1491 | 0 | -28.1491 | 0 | 0 | 0 | 0 | 0 | -28.1491 | 0 | 0 | 0 | 28.1491 | 139.4791 | 0
|  |  | 25.2107 | 0 | -25.2107 | 0 | 0 | 0 | 0 | 0 | -25.2107 | 0 | 0 | 0 | 25.2107 | 111.4672 | 0
|  |  | 21.4417 | 0 | -21.4417 | 0 | 0 | 0 | 0 | 0 | -21.4417 | 0 | 0 | 0 | 21.4417 | 87.6431 | 0
|  |  | 17.5188 | 0 | -17.5188 | 0 | 0 | 0 | 0 | 0 | -17.5188 | 0 | 0 | 0 | 17.5188 | 68.1777 | 0
|  |  | 14.3414 | 0 | -14.3414 | 0 | 0 | 0 | 0 | 0 | -14.3414 | 0 | 0 | 0 | 14.3414 | 52.2429 | 0
|  |  | 11.6673 | 0 | -11.6673 | 1.108 | 0 | 0 | 0 | 0 | -11.6673 | 0 | 1.108 | 0 | 10.5592 | 40.5104 | 0
|  |  | 9.167 | 0.056757 | -9.1102 | 14.2532 | 0 | 0 | 0 | 0.056757 | -9.1102 | 0 | 9.167 | 5.0862 | 0 | 45.088 | 0.056757
|  |  | 7.1962 | 1.9119 | -5.2843 | 26.8444 | 0 | 0 | 0 | 1.9119 | -5.2843 | 0 | 7.1962 | 19.6482 | 0 | 62.7714 | 1.9119
|  |  | 6.03 | 7.759 | 1.729 | 23.4448 | 1.729 | 0 | 1.5561 | 6.03 | 0 | 0 | 6.03 | 17.4148 | 0 | 78.4446 | 6.03
|  |  | 6.0645 | 15.0328 | 8.9683 | 31.4024 | 8.9683 | 0 | 9.6275 | 6.0645 | 0 | 0 | 6.0645 | 25.3379 | 0 | 101.2488 | 6.0645
|  |  | 6.9622 | 20.9815 | 14.0193 | 27.1466 | 14.0193 | 0 | 22.2449 | 6.9622 | 0 | 0 | 6.9622 | 20.1844 | 0 | 119.4147 | 6.9622
|  |  | 9.2104 | 22.003 | 12.7925 | 63.5351 | 12.7925 | 0 | 33.7581 | 9.2104 | 0 | 0 | 9.2104 | 54.3246 | 0 | 168.3069 | 9.2104
|  |  | 12.2202 | 16.6881 | 4.4678 | 72.1222 | 4.4678 | 0 | 37.7792 | 12.2202 | 0 | 0 | 12.2202 | 59.902 | 0 | 222.2187 | 12.2202
|  |  | 15.3949 | 8.7266 | -6.6684 | 68.3449 | 0 | 6.6684 | 30.3699 | 8.7266 | 0 | 0 | 15.3949 | 52.95 | 0 | 269.8736 | 8.7266
|  |  | 18.6761 | 2.2681 | -16.408 | 76.8565 | 0 | 16.408 | 12.1388 | 2.2681 | 0 | 0 | 18.6761 | 58.1804 | 0 | 322.236 | 2.2681
|  |  | 22.1391 | 0.079141 | -22.06 | 61.3694 | 0 | 10.9249 | 0 | 0.079141 | -11.1351 | 0 | 22.1391 | 39.2303 | 0 | 357.5433 | 0.079141
|  |  | 26.0591 | 0 | -26.0591 | 25.4342 | 0 | 0 | 0 | 0 | -26.0591 | 0 | 25.4342 | 0 | 0.62496 | 356.8489 | 0
|  |  | 29.8278 | 0 | -29.8278 | 2.216 | 0 | 0 | 0 | 0 | -29.8278 | 0 | 2.216 | 0 | 27.6118 | 326.1691 | 0
|  |  | 32.3465 | 0 | -32.3465 | 0 | 0 | 0 | 0 | 0 | -32.3465 | 0 | 0 | 0 | 32.3465 | 290.2286 | 0
|  |  | 33.6507 | 0 | -33.6507 | 0 | 0 | 0 | 0 | 0 | -33.6507 | 0 | 0 | 0 | 33.6507 | 252.8389 | 0
|  |  | 34.0882 | 0 | -34.0882 | 0 | 0 | 0 | 0 | 0 | -34.0882 | 0 | 0 | 0 | 34.0882 | 214.9631 | 0
|  |  | 33.501 | 0 | -33.501 | 0 | 0 | 0 | 0 | 0 | -33.501 | 0 | 0 | 0 | 33.501 | 177.7398 | 0
|  |  | 32.1465 | 0 | -32.1465 | 0 | 0 | 0 | 0 | 0 | -32.1465 | 0 | 0 | 0 | 32.1465 | 142.0215 | 0
|  |  | 24.0861 | 0 | -24.0861 | 0 | 0 | 0 | 0 | 0 | -24.0861 | 0 | 0 | 0 | 24.0861 | 115.2592 | 0
|  |  | 22.6294 | 0 | -22.6294 | 0 | 0 | 0 | 0 | 0 | -22.6294 | 0 | 0 | 0 | 22.6294 | 90.1154 | 0
|  |  | 20.8758 | 0 | -20.8758 | 0 | 0 | 0 | 0 | 0 | -20.8758 | 0 | 0 | 0 | 20.8758 | 66.9201 | 0
|  |  | 18.9345 | 0 | -18.9345 | 0 | 0 | 0 | 0 | 0 | -18.9345 | 0 | 0 | 0 | 18.9345 | 45.8818 | 0
|  |  | 15.4144 | 0 | -15.4144 | 0 | 0 | 0 | 0 | 0 | -15.4144 | 0 | 0 | 0 | 15.4144 | 28.7546 | 0
|  |  | 11.7376 | 0 | -11.7376 | 0 | 0 | 0 | 0 | 0 | -11.7376 | 0 | 0 | 0 | 11.7376 | 15.7128 | 0
|  |  | 16.1057 | 0 | -16.1057 | 1.9642 | 0 | 0 | 0 | 0 | -16.1057 | 0 | 1.9642 | 0 | 14.1415 | -2.2799e-15 | 0
|  |  | 19.9504 | 0.034026 | -19.9163 | 24.0995 | 0 | 0 | 0 | 0.034026 | -19.9163 | 4.1491 | 19.9504 | 0 | -2.0519e-15 | 0 | 0.034026
|  |  | 26.3005 | 1.4577 | -24.8428 | 36.8418 | 0 | 0 | 0 | 1.4577 | -24.8428 | 10.5413 | 26.3005 | 0 | 0 | 0 | 1.4577
|  |  | 31.0713 | 6.3642 | -24.7071 | 92.117 | 0 | 0 | 0 | 6.3642 | -24.7071 | 61.0457 | 31.0713 | 0 | 0 | 0 | 6.3642
|  |  | 33.2435 | 13.3471 | -19.8964 | 127.1708 | 0 | 0 | 0 | 13.3471 | -19.8964 | 93.9273 | 33.2435 | 0 | 0 | 0 | 13.3471
|  |  | 33.9264 | 18.3784 | -15.5481 | 138.1 | 0 | 0 | 0 | 18.3784 | -15.5481 | 89.3971 | 33.9264 | 14.7765 | 0 | 13.2988 | 18.3784
|  |  | 35.3688 | 19.1244 | -16.2444 | 151.8244 | 0 | 0 | 0 | 19.1244 | -16.2444 | 0 | 35.3688 | 116.4556 | 0 | 118.1089 | 19.1244
|  |  | 34.1685 | 14.7655 | -19.403 | 115.4359 | 0 | 0 | 0 | 14.7655 | -19.403 | 0 | 34.1685 | 81.2673 | 0 | 191.2495 | 14.7655
|  |  | 35.1159 | 7.7583 | -27.3576 | 122.4366 | 0 | 0 | 0 | 7.7583 | -27.3576 | 0 | 35.1159 | 87.3207 | 0 | 269.8381 | 7.7583
|  |  | 40.4938 | 2.2805 | -38.2134 | 82.2707 | 0 | 0 | 0 | 2.2805 | -38.2134 | 0 | 40.4938 | 41.7769 | 0 | 307.4373 | 2.2805
|  |  | 46.2897 | 0.13508 | -46.1546 | 77.5616 | 0 | 0 | 0 | 0.13508 | -46.1546 | 0 | 46.2897 | 31.272 | 0 | 335.582 | 0.13508
|  |  | 46.7678 | 0 | -46.7678 | 34.248 | 0 | 0 | 0 | 0 | -46.7678 | 0 | 34.248 | 0 | 12.5198 | 321.6712 | 0
|  |  | 41.1187 | 0 | -41.1187 | 5.5905 | 0 | 0 | 0 | 0 | -41.1187 | 0 | 5.5905 | 0 | 35.5282 | 282.1954 | 0
|  |  | 30.6708 | 0 | -30.6708 | 0 | 0 | 0 | 0 | 0 | -30.6708 | 0 | 0 | 0 | 30.6708 | 248.1168 | 0
|  |  | 23.3615 | 0 | -23.3615 | 0 | 0 | 0 | 0 | 0 | -23.3615 | 0 | 0 | 0 | 23.3615 | 222.1595 | 0
|  |  | 23.6941 | 0 | -23.6941 | 0 | 0 | 0 | 0 | 0 | -23.6941 | 0 | 0 | 0 | 23.6941 | 195.8327 | 0
|  |  | 24.2768 | 0 | -24.2768 | 0 | 0 | 0 | 0 | 0 | -24.2768 | 0 | 0 | 0 | 24.2768 | 168.8584 | 0
|  |  | 24.5562 | 0 | -24.5562 | 0 | 0 | 0 | 0 | 0 | -24.5562 | 0 | 0 | 0 | 24.5562 | 141.5738 | 0
|  |  | 24.0861 | 0 | -24.0861 | 0 | 0 | 0 | 0 | 0 | -24.0861 | 0 | 0 | 0 | 24.0861 | 114.8115 | 0
|  |  | 22.6294 | 0 | -22.6294 | 0 | 0 | 0 | 0 | 0 | -22.6294 | 0 | 0 | 0 | 22.6294 | 89.6677 | 0
|  |  | 20.8758 | 0 | -20.8758 | 0 | 0 | 0 | 0 | 0 | -20.8758 | 0 | 0 | 0 | 20.8758 | 66.4724 | 0
|  |  | 18.9345 | 0 | -18.9345 | 0 | 0 | 0 | 0 | 0 | -18.9345 | 0 | 0 | 0 | 18.9345 | 45.4341 | 0
|  |  | 15.4144 | 0 | -15.4144 | 0 | 0 | 0 | 0 | 0 | -15.4144 | 0 | 0 | 0 | 15.4144 | 28.3069 | 0
|  |  | 11.7376 | 0 | -11.7376 | 0 | 0 | 0 | 0 | 0 | -11.7376 | 0 | 0 | 0 | 11.7376 | 15.2651 | 0
|  |  | 16.1057 | 0 | -16.1057 | 2.3671 | 0 | 0 | 0 | 0 | -16.1057 | 0 | 2.3671 | 0 | 13.7386 | -2.247e-15 | 0
|  |  | 19.9504 | 0.011156 | -19.9392 | 22.2864 | 0 | 0 | 0 | 0.011156 | -19.9392 | 2.336 | 19.9504 | 0 | -2.0223e-15 | 0 | 0.011156
|  |  | 26.3005 | 1.4772 | -24.8233 | 71.1149 | 0 | 0 | 0 | 1.4772 | -24.8233 | 44.8144 | 26.3005 | 0 | 0 | 0 | 1.4772
|  |  | 31.0713 | 6.8249 | -24.2464 | 115.0078 | 0 | 0 | 0 | 6.8249 | -24.2464 | 83.9365 | 31.0713 | 0 | 0 | 0 | 6.8249
|  |  | 33.2435 | 14.0957 | -19.1479 | 153.3101 | 0 | 0 | 0 | 14.0957 | -19.1479 | 120.0666 | 33.2435 | 0 | 0 | 0 | 14.0957
|  |  | 33.9264 | 19.1905 | -14.736 | 180.5826 | 0 | 0 | 0 | 19.1905 | -14.736 | 146.6562 | 33.9264 | 0 | 0 | 0 | 19.1905
|  |  | 35.3688 | 19.6893 | -15.6795 | 187.4322 | 0 | 0 | 0 | 19.6893 | -15.6795 | 134.7124 | 35.3688 | 17.351 | 0 | 15.6159 | 19.6893
|  |  | 34.1685 | 15.5167 | -18.6518 | 176.075 | 0 | 0 | 0 | 15.5167 | -18.6518 | 0 | 34.1685 | 141.9064 | 0 | 143.3317 | 15.5167
|  |  | 35.1159 | 8.4337 | -26.6822 | 152.4287 | 0 | 0 | 0 | 8.4337 | -26.6822 | 0 | 35.1159 | 117.3128 | 0 | 248.9132 | 8.4337
|  |  | 40.4938 | 2.2999 | -38.1939 | 117.8786 | 0 | 0 | 0 | 2.2999 | -38.1939 | 0 | 40.4938 | 77.3847 | 0 | 318.5595 | 2.2999
|  |  | 46.2897 | 0.14731 | -46.1424 | 73.7843 | 0 | 0 | 0 | 0.14731 | -46.1424 | 0 | 46.2897 | 27.4946 | 0 | 343.3046 | 0.14731
|  |  | 46.7678 | 0 | -46.7678 | 28.1539 | 0 | 0 | 0 | 0 | -46.7678 | 0 | 28.1539 | 0 | 18.6139 | 322.6225 | 0
|  |  | 41.1187 | 0 | -41.1187 | 2.8456 | 0 | 0 | 0 | 0 | -41.1187 | 0 | 2.8456 | 0 | 38.2731 | 280.0968 | 0
|  |  | 30.6708 | 0 | -30.6708 | 0 | 0 | 0 | 0 | 0 | -30.6708 | 0 | 0 | 0 | 30.6708 | 246.0182 | 0
|  |  | 23.3615 | 0 | -23.3615 | 0 | 0 | 0 | 0 | 0 | -23.3615 | 0 | 0 | 0 | 23.3615 | 220.061 | 0
|  |  | 23.6941 | 0 | -23.6941 | 0 | 0 | 0 | 0 | 0 | -23.6941 | 0 | 0 | 0 | 23.6941 | 193.7342 | 0
|  |  | 24.2768 | 0 | -24.2768 | 0 | 0 | 0 | 0 | 0 | -24.2768 | 0 | 0 | 0 | 24.2768 | 166.7599 | 0
|  |  | 24.5562 | 0 | -24.5562 | 0 | 0 | 0 | 0 | 0 | -24.5562 | 0 | 0 | 0 | 24.5562 | 139.4753 | 0
|  |  | 24.0861 | 0 | -24.0861 | 0 | 0 | 0 | 0 | 0 | -24.0861 | 0 | 0 | 0 | 24.0861 | 112.713 | 0
|  |  | 22.6294 | 0 | -22.6294 | 0 | 0 | 0 | 0 | 0 | -22.6294 | 0 | 0 | 0 | 22.6294 | 87.5692 | 0
|  |  | 20.8758 | 0 | -20.8758 | 0 | 0 | 0 | 0 | 0 | -20.8758 | 0 | 0 | 0 | 20.8758 | 64.3739 | 0
|  |  | 18.9345 | 0 | -18.9345 | 0 | 0 | 0 | 0 | 0 | -18.9345 | 0 | 0 | 0 | 18.9345 | 43.3355 | 0
|  |  | 15.4144 | 0 | -15.4144 | 0 | 0 | 0 | 0 | 0 | -15.4144 | 0 | 0 | 0 | 15.4144 | 26.2084 | 0
|  |  | 11.7376 | 0 | -11.7376 | 0 | 0 | 0 | 0 | 0 | -11.7376 | 0 | 0 | 0 | 11.7376 | 13.1666 | 0
|  |  | 16.1057 | 0 | -16.1057 | 4.2558 | 0 | 0 | 0 | 0 | -16.1057 | 0 | 4.2558 | 0 | 11.8499 | 0 | 0
|  |  | 19.9504 | 0.045086 | -19.9053 | 32.863 | 0 | 0 | 0 | 0.045086 | -19.9053 | 12.9126 | 19.9504 | 0 | 0 | 0 | 0.045086
|  |  | 26.3005 | 1.5608 | -24.7397 | 79.3244 | 0 | 0 | 0 | 1.5608 | -24.7397 | 53.0239 | 26.3005 | 0 | 0 | 0 | 1.5608
|  |  | 31.0713 | 6.7887 | -24.2825 | 163.8112 | 0 | 0 | 0 | 6.7887 | -24.2825 | 11.9834 | 31.0713 | 120.7564 | 0 | 108.6808 | 6.7887
|  |  | 33.2435 | 13.8063 | -19.4373 | 210.7762 | 0 | 0 | 0 | 13.8063 | -19.4373 | 0 | 33.2435 | 177.5327 | 0 | 268.4602 | 13.8063
|  |  | 33.9264 | 18.1609 | -15.7656 | 192.6701 | 0 | 0 | 0 | 18.1609 | -15.7656 | 0 | 33.9264 | 158.7437 | 0 | 411.3295 | 18.1609
|  |  | 35.3688 | 17.3681 | -18.0007 | 67.9923 | 0 | 0 | 0 | 17.3681 | -18.0007 | 0 | 35.3688 | 32.6236 | 0 | 440.6907 | 17.3681
|  |  | 34.1685 | 13.4723 | -20.6962 | 33.5177 | 0 | 0 | 0 | 13.4723 | -20.6962 | 0 | 33.5177 | 0 | 0.65084 | 439.9676 | 13.4723
|  |  | 35.1159 | 7.626 | -27.4899 | 24.6032 | 0 | 0 | 0 | 7.626 | -27.4899 | 0 | 24.6032 | 0 | 10.5127 | 428.2868 | 7.626
|  |  | 40.4938 | 1.9838 | -38.51 | 16.1419 | 0 | 0 | 0 | 1.9838 | -38.51 | 0 | 16.1419 | 0 | 24.352 | 401.229 | 1.9838
|  |  | 46.2897 | 0.089605 | -46.2001 | 11.2817 | 0 | 0 | 0 | 0.089605 | -46.2001 | 0 | 11.2817 | 0 | 35.008 | 362.3313 | 0.089605
|  |  | 46.7678 | 0 | -46.7678 | 12.843 | 0 | 0 | 0 | 0 | -46.7678 | 0 | 12.843 | 0 | 33.9248 | 324.6371 | 0
|  |  | 41.1187 | 0 | -41.1187 | 2.9715 | 0 | 0 | 0 | 0 | -41.1187 | 0 | 2.9715 | 0 | 38.1472 | 282.2513 | 0
|  |  | 30.6708 | 0 | -30.6708 | 0 | 0 | 0 | 0 | 0 | -30.6708 | 0 | 0 | 0 | 30.6708 | 248.1727 | 0
|  |  | 23.3615 | 0 | -23.3615 | 0 | 0 | 0 | 0 | 0 | -23.3615 | 0 | 0 | 0 | 23.3615 | 222.2155 | 0
|  |  | 23.6941 | 0 | -23.6941 | 0 | 0 | 0 | 0 | 0 | -23.6941 | 0 | 0 | 0 | 23.6941 | 195.8887 | 0
|  |  | 24.2768 | 0 | -24.2768 | 0 | 0 | 0 | 0 | 0 | -24.2768 | 0 | 0 | 0 | 24.2768 | 168.9144 | 0
|  |  | 24.5562 | 0 | -24.5562 | 0 | 0 | 0 | 0 | 0 | -24.5562 | 0 | 0 | 0 | 24.5562 | 141.6298 | 0
|  |  | 24.0861 | 0 | -24.0861 | 0 | 0 | 0 | 0 | 0 | -24.0861 | 0 | 0 | 0 | 24.0861 | 114.8674 | 0
|  |  | 22.6294 | 0 | -22.6294 | 0 | 0 | 0 | 0 | 0 | -22.6294 | 0 | 0 | 0 | 22.6294 | 89.7237 | 0
|  |  | 20.8758 | 0 | -20.8758 | 0 | 0 | 0 | 0 | 0 | -20.8758 | 0 | 0 | 0 | 20.8758 | 66.5284 | 0
|  |  | 18.9345 | 0 | -18.9345 | 0 | 0 | 0 | 0 | 0 | -18.9345 | 0 | 0 | 0 | 18.9345 | 45.49 | 0
|  |  | 15.4144 | 0 | -15.4144 | 0 | 0 | 0 | 0 | 0 | -15.4144 | 0 | 0 | 0 | 15.4144 | 28.3629 | 0
|  |  | 11.7376 | 0 | -11.7376 | 0 | 0 | 0 | 0 | 0 | -11.7376 | 0 | 0 | 0 | 11.7376 | 15.3211 | 0
|  |  | 16.1057 | 0 | -16.1057 | 2.3168 | 0 | 0 | 0 | 0 | -16.1057 | 0 | 2.3168 | 0 | 13.789 | 0 | 0
|  |  | 19.9504 | 0.022485 | -19.9279 | 21.3294 | 0 | 0 | 0 | 0.022485 | -19.9279 | 1.3791 | 19.9504 | 0 | 0 | 0 | 0.022485
|  |  | 26.3005 | 1.1824 | -25.1182 | 72.5 | 0 | 0 | 0 | 1.1824 | -25.1182 | 46.1995 | 26.3005 | 0 | 0 | 0 | 1.1824
|  |  | 31.0713 | 5.4377 | -25.6336 | 122.5373 | 0 | 0 | 0 | 5.4377 | -25.6336 | 91.466 | 31.0713 | 0 | 0 | 0 | 5.4377
|  |  | 33.2435 | 11.0734 | -22.1702 | 162.5017 | 0 | 0 | 0 | 11.0734 | -22.1702 | 129.2581 | 33.2435 | 0 | 0 | 0 | 11.0734
|  |  | 33.9264 | 14.304 | -19.6224 | 185.7702 | 0 | 0 | 0 | 14.304 | -19.6224 | 151.8437 | 33.9264 | 0 | 0 | 0 | 14.304
|  |  | 35.3688 | 14.7897 | -20.579 | 194.1055 | 0 | 0 | 0 | 14.7897 | -20.579 | 112.6858 | 35.3688 | 46.0509 | 0 | 41.4458 | 14.7897
|  |  | 34.1685 | 12.6081 | -21.5604 | 186.0975 | 0 | 0 | 0 | 12.6081 | -21.5604 | 0 | 34.1685 | 151.929 | 0 | 178.1819 | 12.6081
|  |  | 35.1159 | 7.283 | -27.8329 | 162.6528 | 0 | 0 | 0 | 7.283 | -27.8329 | 0 | 35.1159 | 127.5369 | 0 | 292.9651 | 7.283
|  |  | 40.4938 | 2.0578 | -38.436 | 125.0303 | 0 | 0 | 0 | 2.0578 | -38.436 | 0 | 40.4938 | 84.5365 | 0 | 369.048 | 2.0578
|  |  | 46.2897 | 0.10158 | -46.1881 | 75.7485 | 0 | 0 | 0 | 0.10158 | -46.1881 | 0 | 46.2897 | 29.4588 | 0 | 395.5609 | 0.10158
|  |  | 46.7678 | 0 | -46.7678 | 30.1936 | 0 | 0 | 0 | 0 | -46.7678 | 0 | 30.1936 | 0 | 16.5741 | 377.1452 | 0
|  |  | 41.1187 | 0 | -41.1187 | 2.9212 | 0 | 0 | 0 | 0 | -41.1187 | 0 | 2.9212 | 0 | 38.1975 | 334.7035 | 0
|  |  | 30.6708 | 0 | -30.6708 | 0 | 0 | 0 | 0 | 0 | -30.6708 | 0 | 0 | 0 | 30.6708 | 300.6249 | 0
|  |  | 23.3615 | 0 | -23.3615 | 0 | 0 | 0 | 0 | 0 | -23.3615 | 0 | 0 | 0 | 23.3615 | 274.6676 | 0
|  |  | 23.6941 | 0 | -23.6941 | 0 | 0 | 0 | 0 | 0 | -23.6941 | 0 | 0 | 0 | 23.6941 | 248.3408 | 0
|  |  | 24.2768 | 0 | -24.2768 | 0 | 0 | 0 | 0 | 0 | -24.2768 | 0 | 0 | 0 | 24.2768 | 221.3665 | 0
|  |  | 24.5562 | 0 | -24.5562 | 0 | 0 | 0 | 0 | 0 | -24.5562 | 0 | 0 | 0 | 24.5562 | 194.0819 | 0
|  |  | 24.0861 | 0 | -24.0861 | 0 | 0 | 0 | 0 | 0 | -24.0861 | 0 | 0 | 0 | 24.0861 | 167.3196 | 0
|  |  | 22.6294 | 0 | -22.6294 | 0 | 0 | 0 | 0 | 0 | -22.6294 | 0 | 0 | 0 | 22.6294 | 142.1758 | 0
|  |  | 20.8758 | 0 | -20.8758 | 0 | 0 | 0 | 0 | 0 | -20.8758 | 0 | 0 | 0 | 20.8758 | 118.9805 | 0
|  |  | 18.9345 | 0 | -18.9345 | 0 | 0 | 0 | 0 | 0 | -18.9345 | 0 | 0 | 0 | 18.9345 | 97.9422 | 0
|  |  | 15.4144 | 0 | -15.4144 | 0 | 0 | 0 | 0 | 0 | -15.4144 | 0 | 0 | 0 | 15.4144 | 80.8151 | 0
|  |  | 11.7376 | 0 | -11.7376 | 0 | 0 | 0 | 0 | 0 | -11.7376 | 0 | 0 | 0 | 11.7376 | 67.7732 | 0
|  |  | 16.1057 | 0 | -16.1057 | 0.73029 | 0 | 0 | 0 | 0 | -16.1057 | 0 | 0.73029 | 0 | 15.3755 | 50.6894 | 0
|  |  | 19.9504 | 0.01097 | -19.9394 | 19.2393 | 0 | 0 | 0 | 0.01097 | -19.9394 | 0 | 19.2393 | 0 | 0.71106 | 49.8993 | 0.01097
|  |  | 26.3005 | 1.3337 | -24.9668 | 11.7098 | 0 | 0 | 0 | 1.3337 | -24.9668 | 0 | 11.7098 | 0 | 14.5907 | 33.6874 | 1.3337
|  |  | 31.0713 | 6.5734 | -24.4979 | 15.1094 | 0 | 0 | 0 | 6.5734 | -24.4979 | 0 | 15.1094 | 0 | 15.9619 | 15.952 | 6.5734
|  |  | 33.2435 | 13.1508 | -20.0928 | 18.8868 | 0 | 0 | 0 | 13.1508 | -20.0928 | 0 | 18.8868 | 0 | 14.3568 | 0 | 13.1508
|  |  | 33.9264 | 16.7024 | -17.224 | 87.7101 | 0 | 0 | 0 | 16.7024 | -17.224 | 53.7837 | 33.9264 | 0 | 0 | 0 | 16.7024
|  |  | 35.3688 | 15.9199 | -19.4489 | 139.9887 | 0 | 0 | 0 | 15.9199 | -19.4489 | 74.1825 | 35.3688 | 30.4374 | 0 | 27.3937 | 15.9199
|  |  | 34.1685 | 12.1796 | -21.989 | 138.2511 | 0 | 0 | 0 | 12.1796 | -21.989 | 0 | 34.1685 | 104.0825 | 0 | 121.068 | 12.1796
|  |  | 35.1159 | 6.8417 | -28.2742 | 156.5838 | 0 | 0 | 0 | 6.8417 | -28.2742 | 0 | 35.1159 | 121.4679 | 0 | 230.3891 | 6.8417
|  |  | 40.4938 | 1.8579 | -38.6359 | 119.9687 | 0 | 0 | 0 | 1.8579 | -38.6359 | 0 | 40.4938 | 79.4749 | 0 | 301.9165 | 1.8579
|  |  | 46.2897 | 0.078189 | -46.2115 | 103.6002 | 0 | 0 | 0 | 0.078189 | -46.2115 | 0 | 46.2897 | 57.3105 | 0 | 353.4959 | 0.078189
|  |  | 46.7678 | 0 | -46.7678 | 37.0684 | 0 | 0 | 0 | 0 | -46.7678 | 0 | 37.0684 | 0 | 9.6994 | 342.7189 | 0
|  |  | 41.1187 | 0 | -41.1187 | 5.666 | 0 | 0 | 0 | 0 | -41.1187 | 0 | 5.666 | 0 | 35.4527 | 303.327 | 0
|  |  | 30.6708 | 0 | -30.6708 | 0 | 0 | 0 | 0 | 0 | -30.6708 | 0 | 0 | 0 | 30.6708 | 269.2484 | 0
|  |  | 23.3615 | 0 | -23.3615 | 0 | 0 | 0 | 0 | 0 | -23.3615 | 0 | 0 | 0 | 23.3615 | 243.2911 | 0
|  |  | 23.6941 | 0 | -23.6941 | 0 | 0 | 0 | 0 | 0 | -23.6941 | 0 | 0 | 0 | 23.6941 | 216.9643 | 0
|  |  | 24.2768 | 0 | -24.2768 | 0 | 0 | 0 | 0 | 0 | -24.2768 | 0 | 0 | 0 | 24.2768 | 189.9901 | 0
|  |  | 24.5562 | 0 | -24.5562 | 0 | 0 | 0 | 0 | 0 | -24.5562 | 0 | 0 | 0 | 24.5562 | 162.7054 | 0
|  |  | 30.2465 | 0 | -30.2465 | 0 | 0 | 0 | 0 | 0 | -30.2465 | 0 | 0 | 0 | 30.2465 | 129.0983 | 0
|  |  | 28.1491 | 0 | -28.1491 | 0 | 0 | 0 | 0 | 0 | -28.1491 | 0 | 0 | 0 | 28.1491 | 97.8215 | 0
|  |  | 25.2107 | 0 | -25.2107 | 0 | 0 | 0 | 0 | 0 | -25.2107 | 0 | 0 | 0 | 25.2107 | 69.8096 | 0
|  |  | 21.4417 | 0 | -21.4417 | 0 | 0 | 0 | 0 | 0 | -21.4417 | 0 | 0 | 0 | 21.4417 | 45.9855 | 0
|  |  | 17.5188 | 0 | -17.5188 | 0 | 0 | 0 | 0 | 0 | -17.5188 | 0 | 0 | 0 | 17.5188 | 26.5201 | 0
|  |  | 14.3414 | 0 | -14.3414 | 0 | 0 | 0 | 0 | 0 | -14.3414 | 0 | 0 | 0 | 14.3414 | 10.5853 | 0
|  |  | 11.6673 | 0 | -11.6673 | 2.1405 | 0 | 0 | 0 | 0 | -11.6673 | 0 | 2.1405 | 0 | 9.5268 | 0 | 0
|  |  | 9.167 | 0.011094 | -9.1559 | 20.5992 | 0 | 0 | 0 | 0.011094 | -9.1559 | 11.4322 | 9.167 | 0 | 0 | 0 | 0.011094
|  |  | 7.1962 | 1.5843 | -5.612 | 71.2157 | 0 | 0 | 0 | 1.5843 | -5.612 | 56.575 | 7.1962 | 7.4444 | 0 | 6.7 | 1.5843
|  |  | 6.03 | 6.8095 | 0.77947 | 120.3716 | 0.77947 | 0 | 0.70152 | 6.03 | 0 | 120.3716 | 0 | 0 | 6.03 | 0 | 6.03
|  |  | 6.0645 | 13.1248 | 7.0603 | 158.9258 | 7.0603 | 0 | 7.0558 | 6.0645 | 0 | 152.8613 | 6.0645 | 0 | 0 | 0 | 6.0645
|  |  | 6.9622 | 17.1168 | 10.1546 | 184.511 | 10.1546 | 0 | 16.195 | 6.9622 | 0 | 177.5489 | 6.9622 | 0 | 0 | 0 | 6.9622
|  |  | 9.2104 | 18.482 | 9.2716 | 193.2493 | 9.2716 | 0 | 24.5394 | 9.2104 | 0 | 184.0389 | 9.2104 | 0 | 0 | 0 | 9.2104
|  |  | 12.2202 | 14.6632 | 2.443 | 187.1552 | 2.443 | 0 | 26.7381 | 12.2202 | 0 | 75.6484 | 12.2202 | 99.2865 | 0 | 89.3579 | 12.2202
|  |  | 15.3949 | 7.785 | -7.61 | 163.7608 | 0 | 7.61 | 18.2826 | 7.785 | 0 | 0 | 15.3949 | 148.3659 | 0 | 222.8872 | 7.785
|  |  | 18.6761 | 2.4772 | -16.1988 | 127.0953 | 0 | 16.1988 | 0.28385 | 2.4772 | 0 | 0 | 18.6761 | 108.4192 | 0 | 320.4645 | 2.4772
|  |  | 22.1391 | 0.10183 | -22.0373 | 79.1229 | 0 | 0.25546 | 0 | 0.10183 | -21.7818 | 0 | 22.1391 | 56.9838 | 0 | 371.7499 | 0.10183
|  |  | 26.0591 | 0 | -26.0591 | 31.4276 | 0 | 0 | 0 | 0 | -26.0591 | 0 | 26.0591 | 5.3684 | 0 | 376.5815 | 0
|  |  | 29.8278 | 0 | -29.8278 | 3.5255 | 0 | 0 | 0 | 0 | -29.8278 | 0 | 3.5255 | 0 | 26.3023 | 347.3567 | 0
|  |  | 32.3465 | 0 | -32.3465 | 0 | 0 | 0 | 0 | 0 | -32.3465 | 0 | 0 | 0 | 32.3465 | 311.4162 | 0
|  |  | 33.6507 | 0 | -33.6507 | 0 | 0 | 0 | 0 | 0 | -33.6507 | 0 | 0 | 0 | 33.6507 | 274.0265 | 0
|  |  | 34.0882 | 0 | -34.0882 | 0 | 0 | 0 | 0 | 0 | -34.0882 | 0 | 0 | 0 | 34.0882 | 236.1507 | 0
|  |  | 33.501 | 0 | -33.501 | 0 | 0 | 0 | 0 | 0 | -33.501 | 0 | 0 | 0 | 33.501 | 198.9274 | 0
|  |  | 32.1465 | 0 | -32.1465 | 0 | 0 | 0 | 0 | 0 | -32.1465 | 0 | 0 | 0 | 32.1465 | 163.2091 | 0
|  |  | 30.2465 | 0 | -30.2465 | 0 | 0 | 0 | 0 | 0 | -30.2465 | 0 | 0 | 0 | 30.2465 | 129.6019 | 0
|  |  | 28.1491 | 0 | -28.1491 | 0 | 0 | 0 | 0 | 0 | -28.1491 | 0 | 0 | 0 | 28.1491 | 98.3251 | 0
|  |  | 25.2107 | 0 | -25.2107 | 0 | 0 | 0 | 0 | 0 | -25.2107 | 0 | 0 | 0 | 25.2107 | 70.3132 | 0
|  |  | 21.4417 | 0 | -21.4417 | 0 | 0 | 0 | 0 | 0 | -21.4417 | 0 | 0 | 0 | 21.4417 | 46.4892 | 0
|  |  | 17.5188 | 0 | -17.5188 | 0 | 0 | 0 | 0 | 0 | -17.5188 | 0 | 0 | 0 | 17.5188 | 27.0238 | 0
|  |  | 14.3414 | 0 | -14.3414 | 0 | 0 | 0 | 0 | 0 | -14.3414 | 0 | 0 | 0 | 14.3414 | 11.0889 | 0
|  |  | 11.6673 | 0 | -11.6673 | 1.6872 | 0 | 0 | 0 | 0 | -11.6673 | 0 | 1.6872 | 0 | 9.98 | -2.2466e-15 | 0
|  |  | 9.167 | 0.022925 | -9.144 | 23.1929 | 0 | 0 | 0 | 0.022925 | -9.144 | 14.026 | 9.167 | 0 | -2.0219e-15 | 0 | 0.022925
|  |  | 7.1962 | 1.7137 | -5.4825 | 86.174 | 0 | 0 | 0 | 1.7137 | -5.4825 | 78.9778 | 7.1962 | 0 | 0 | 0 | 1.7137
|  |  | 6.03 | 7.7738 | 1.7438 | 145.6799 | 1.7438 | 0 | 1.5694 | 6.03 | 0 | 139.6499 | 6.03 | 0 | 0 | 0 | 6.03
|  |  | 6.0645 | 15.4753 | 9.4108 | 192.1413 | 9.4108 | 0 | 10.0392 | 6.0645 | 0 | 186.0768 | 6.0645 | 0 | 0 | 0 | 6.0645
|  |  | 6.9622 | 20.1816 | 13.2194 | 221.2017 | 13.2194 | 0 | 21.9367 | 6.9622 | 0 | 214.2395 | 6.9622 | 0 | 0 | 0 | 6.9622
|  |  | 9.2104 | 20.6274 | 11.4169 | 231.7531 | 11.4169 | 0 | 32.2119 | 9.2104 | 0 | 222.5427 | 9.2104 | 0 | 0 | 0 | 9.2104
|  |  | 12.2202 | 16.14 | 3.9198 | 229.6882 | 3.9198 | 0 | 35.7397 | 12.2202 | 0 | 44.9701 | 12.2202 | 172.4978 | 0 | 155.248 | 12.2202
|  |  | 15.3949 | 8.6691 | -6.7258 | 18.8364 | 0 | 6.7258 | 28.2667 | 8.6691 | 0 | 0 | 15.3949 | 3.4415 | 0 | 158.3454 | 8.6691
|  |  | 18.6761 | 2.4906 | -16.1855 | 161.8218 | 0 | 16.1855 | 10.2828 | 2.4906 | 0 | 0 | 18.6761 | 143.1457 | 0 | 287.1765 | 2.4906
|  |  | 22.1391 | 0.12348 | -22.0156 | 84.0335 | 0 | 9.2545 | 0 | 0.12348 | -12.7612 | 0 | 22.1391 | 61.8944 | 0 | 342.8814 | 0.12348
|  |  | 26.0591 | 0 | -26.0591 | 40.7702 | 0 | 0 | 0 | 0 | -26.0591 | 0 | 26.0591 | 14.7111 | 0 | 356.1214 | 0
|  |  | 29.8278 | 0 | -29.8278 | 2.896 | 0 | 0 | 0 | 0 | -29.8278 | 0 | 2.896 | 0 | 26.9319 | 326.1971 | 0
|  |  | 32.3465 | 0 | -32.3465 | 0 | 0 | 0 | 0 | 0 | -32.3465 | 0 | 0 | 0 | 32.3465 | 290.2565 | 0
|  |  | 33.6507 | 0 | -33.6507 | 0 | 0 | 0 | 0 | 0 | -33.6507 | 0 | 0 | 0 | 33.6507 | 252.8669 | 0
|  |  | 34.0882 | 0 | -34.0882 | 0 | 0 | 0 | 0 | 0 | -34.0882 | 0 | 0 | 0 | 34.0882 | 214.9911 | 0
|  |  | 33.501 | 0 | -33.501 | 0 | 0 | 0 | 0 | 0 | -33.501 | 0 | 0 | 0 | 33.501 | 177.7678 | 0
|  |  | 32.1465 | 0 | -32.1465 | 0 | 0 | 0 | 0 | 0 | -32.1465 | 0 | 0 | 0 | 32.1465 | 142.0495 | 0
|  |  | 24.0861 | 0 | -24.0861 | 0 | 0 | 0 | 0 | 0 | -24.0861 | 0 | 0 | 0 | 24.0861 | 115.2872 | 0
|  |  | 22.6294 | 0 | -22.6294 | 0 | 0 | 0 | 0 | 0 | -22.6294 | 0 | 0 | 0 | 22.6294 | 90.1434 | 0
|  |  | 20.8758 | 0 | -20.8758 | 0 | 0 | 0 | 0 | 0 | -20.8758 | 0 | 0 | 0 | 20.8758 | 66.9481 | 0
|  |  | 18.9345 | 0 | -18.9345 | 0 | 0 | 0 | 0 | 0 | -18.9345 | 0 | 0 | 0 | 18.9345 | 45.9097 | 0
|  |  | 15.4144 | 0 | -15.4144 | 0 | 0 | 0 | 0 | 0 | -15.4144 | 0 | 0 | 0 | 15.4144 | 28.7826 | 0
|  |  | 11.7376 | 0 | -11.7376 | 0 | 0 | 0 | 0 | 0 | -11.7376 | 0 | 0 | 0 | 11.7376 | 15.7408 | 0
|  |  | 16.1057 | 0 | -16.1057 | 1.939 | 0 | 0 | 0 | 0 | -16.1057 | 0 | 1.939 | 0 | 14.1667 | 2.1759e-15 | 0
|  |  | 19.9504 | 0.011358 | -19.939 | 19.9696 | 0 | 0 | 0 | 0.011358 | -19.939 | 0.019225 | 19.9504 | 0 | 1.9584e-15 | 0 | 0.011358
|  |  | 26.3005 | 1.1643 | -25.1362 | 70.0825 | 0 | 0 | 0 | 1.1643 | -25.1362 | 43.7819 | 26.3005 | 0 | 0 | 0 | 1.1643
|  |  | 31.0713 | 5.8841 | -25.1872 | 119.4399 | 0 | 0 | 0 | 5.8841 | -25.1872 | 88.3686 | 31.0713 | 0 | 0 | 0 | 5.8841
|  |  | 33.2435 | 12.7058 | -20.5377 | 156.6846 | 0 | 0 | 0 | 12.7058 | -20.5377 | 123.441 | 33.2435 | 0 | 0 | 0 | 12.7058
|  |  | 33.9264 | 16.7735 | -17.1529 | 181.6151 | 0 | 0 | 0 | 16.7735 | -17.1529 | 147.6886 | 33.9264 | 0 | 0 | 0 | 16.7735
|  |  | 35.3688 | 17.3381 | -18.0306 | 191.1088 | 0 | 0 | 0 | 17.3381 | -18.0306 | 155.74 | 35.3688 | 0 | 0 | 0 | 17.3381
|  |  | 34.1685 | 13.8778 | -20.2908 | 186.3242 | 0 | 0 | 0 | 13.8778 | -20.2908 | 25.0869 | 34.1685 | 127.0688 | 0 | 114.3619 | 13.8778
|  |  | 35.1159 | 7.2229 | -27.893 | 164.4155 | 0 | 0 | 0 | 7.2229 | -27.893 | 0 | 35.1159 | 129.2996 | 0 | 230.7316 | 7.2229
|  |  | 40.4938 | 1.9972 | -38.4966 | 128.8832 | 0 | 0 | 0 | 1.9972 | -38.4966 | 0 | 40.4938 | 88.3894 | 0 | 310.282 | 1.9972
|  |  | 46.2897 | 0.11275 | -46.1769 | 79.9036 | 0 | 0 | 0 | 0.11275 | -46.1769 | 0 | 46.2897 | 33.6139 | 0 | 340.5345 | 0.11275
|  |  | 46.7678 | 0 | -46.7678 | 32.1075 | 0 | 0 | 0 | 0 | -46.7678 | 0 | 32.1075 | 0 | 14.6603 | 324.2453 | 0
|  |  | 41.1187 | 0 | -41.1187 | 3.6514 | 0 | 0 | 0 | 0 | -41.1187 | 0 | 3.6514 | 0 | 37.4672 | 282.6151 | 0
|  |  | 30.6708 | 0 | -30.6708 | 0 | 0 | 0 | 0 | 0 | -30.6708 | 0 | 0 | 0 | 30.6708 | 248.5365 | 0
|  |  | 23.3615 | 0 | -23.3615 | 0 | 0 | 0 | 0 | 0 | -23.3615 | 0 | 0 | 0 | 23.3615 | 222.5792 | 0
|  |  | 23.6941 | 0 | -23.6941 | 0 | 0 | 0 | 0 | 0 | -23.6941 | 0 | 0 | 0 | 23.6941 | 196.2524 | 0
|  |  | 24.2768 | 0 | -24.2768 | 0 | 0 | 0 | 0 | 0 | -24.2768 | 0 | 0 | 0 | 24.2768 | 169.2781 | 0
|  |  | 24.5562 | 0 | -24.5562 | 0 | 0 | 0 | 0 | 0 | -24.5562 | 0 | 0 | 0 | 24.5562 | 141.9935 | 0
|  |  | 24.0861 | 0 | -24.0861 | 0 | 0 | 0 | 0 | 0 | -24.0861 | 0 | 0 | 0 | 24.0861 | 115.2312 | 0
|  |  | 22.6294 | 0 | -22.6294 | 0 | 0 | 0 | 0 | 0 | -22.6294 | 0 | 0 | 0 | 22.6294 | 90.0874 | 0
|  |  | 20.8758 | 0 | -20.8758 | 0 | 0 | 0 | 0 | 0 | -20.8758 | 0 | 0 | 0 | 20.8758 | 66.8921 | 0
|  |  | 18.9345 | 0 | -18.9345 | 0 | 0 | 0 | 0 | 0 | -18.9345 | 0 | 0 | 0 | 18.9345 | 45.8538 | 0
|  |  | 15.4144 | 0 | -15.4144 | 0 | 0 | 0 | 0 | 0 | -15.4144 | 0 | 0 | 0 | 15.4144 | 28.7266 | 0
|  |  | 11.7376 | 0 | -11.7376 | 0 | 0 | 0 | 0 | 0 | -11.7376 | 0 | 0 | 0 | 11.7376 | 15.6848 | 0
|  |  | 16.1057 | 0 | -16.1057 | 1.9894 | 0 | 0 | 0 | 0 | -16.1057 | 0 | 1.9894 | 0 | 14.1163 | 2.255e-15 | 0
|  |  | 19.9504 | 0 | -19.9504 | 23.0167 | 0 | 0 | 0 | 0 | -19.9504 | 3.0663 | 19.9504 | 0 | 2.0295e-15 | 0 | 0
|  |  | 26.3005 | 1.2326 | -25.0679 | 90.7068 | 0 | 0 | 0 | 1.2326 | -25.0679 | 64.4063 | 26.3005 | 0 | 0 | 0 | 1.2326
|  |  | 31.0713 | 6.0186 | -25.0527 | 149.558 | 0 | 0 | 0 | 6.0186 | -25.0527 | 118.4867 | 31.0713 | 0 | 0 | 0 | 6.0186
|  |  | 33.2435 | 11.6122 | -21.6313 | 205.4124 | 0 | 0 | 0 | 11.6122 | -21.6313 | 172.1689 | 33.2435 | 0 | 0 | 0 | 11.6122
|  |  | 33.9264 | 15.3037 | -18.6228 | 147.2915 | 0 | 0 | 0 | 15.3037 | -18.6228 | 96.8881 | 33.9264 | 16.477 | 0 | 14.8293 | 15.3037
|  |  | 35.3688 | 16.531 | -18.8377 | 141.5248 | 0 | 0 | 0 | 16.531 | -18.8377 | 0 | 35.3688 | 106.156 | 0 | 110.3697 | 16.531
|  |  | 34.1685 | 13.4073 | -20.7613 | 140.6938 | 0 | 0 | 0 | 13.4073 | -20.7613 | 0 | 34.1685 | 106.5252 | 0 | 206.2424 | 13.4073
|  |  | 35.1159 | 7.1321 | -27.9838 | 123.469 | 0 | 0 | 0 | 7.1321 | -27.9838 | 0 | 35.1159 | 88.3531 | 0 | 285.7602 | 7.1321
|  |  | 40.4938 | 1.8922 | -38.6016 | 93.225 | 0 | 0 | 0 | 1.8922 | -38.6016 | 0 | 40.4938 | 52.7312 | 0 | 333.2183 | 1.8922
|  |  | 46.2897 | 0.11386 | -46.1758 | 61.5457 | 0 | 0 | 0 | 0.11386 | -46.1758 | 0 | 46.2897 | 15.256 | 0 | 346.9487 | 0.11386
|  |  | 46.7678 | 0 | -46.7678 | 27.7006 | 0 | 0 | 0 | 0 | -46.7678 | 0 | 27.7006 | 0 | 19.0672 | 325.7629 | 0
|  |  | 41.1187 | 0 | -41.1187 | 3.173 | 0 | 0 | 0 | 0 | -41.1187 | 0 | 3.173 | 0 | 37.9457 | 283.601 | 0
|  |  | 30.6708 | 0 | -30.6708 | 0 | 0 | 0 | 0 | 0 | -30.6708 | 0 | 0 | 0 | 30.6708 | 249.5224 | 0
|  |  | 23.3615 | 0 | -23.3615 | 0 | 0 | 0 | 0 | 0 | -23.3615 | 0 | 0 | 0 | 23.3615 | 223.5651 | 0
|  |  | 23.6941 | 0 | -23.6941 | 0 | 0 | 0 | 0 | 0 | -23.6941 | 0 | 0 | 0 | 23.6941 | 197.2383 | 0
|  |  | 24.2768 | 0 | -24.2768 | 0 | 0 | 0 | 0 | 0 | -24.2768 | 0 | 0 | 0 | 24.2768 | 170.2641 | 0
|  |  | 24.5562 | 0 | -24.5562 | 0 | 0 | 0 | 0 | 0 | -24.5562 | 0 | 0 | 0 | 24.5562 | 142.9794 | 0
|  |  | 24.0861 | 0 | -24.0861 | 0 | 0 | 0 | 0 | 0 | -24.0861 | 0 | 0 | 0 | 24.0861 | 116.2171 | 0
|  |  | 22.6294 | 0 | -22.6294 | 0 | 0 | 0 | 0 | 0 | -22.6294 | 0 | 0 | 0 | 22.6294 | 91.0734 | 0
|  |  | 20.8758 | 0 | -20.8758 | 0 | 0 | 0 | 0 | 0 | -20.8758 | 0 | 0 | 0 | 20.8758 | 67.8781 | 0
|  |  | 18.9345 | 0 | -18.9345 | 0 | 0 | 0 | 0 | 0 | -18.9345 | 0 | 0 | 0 | 18.9345 | 46.8397 | 0
|  |  | 15.4144 | 0 | -15.4144 | 0 | 0 | 0 | 0 | 0 | -15.4144 | 0 | 0 | 0 | 15.4144 | 29.7126 | 0
|  |  | 11.7376 | 0 | -11.7376 | 0 | 0 | 0 | 0 | 0 | -11.7376 | 0 | 0 | 0 | 11.7376 | 16.6708 | 0
|  |  | 16.1057 | 0 | -16.1057 | 1.8635 | 0 | 0 | 0 | 0 | -16.1057 | 0 | 1.8635 | 0 | 14.2423 | 0.84603 | 0
|  |  | 19.9504 | 0.011031 | -19.9393 | 19.1889 | 0 | 0 | 0 | 0.011031 | -19.9393 | 0 | 19.1889 | 0 | 0.76143 | 0 | 0.011031
|  |  | 26.3005 | 1.0225 | -25.278 | 73.9102 | 0 | 0 | 0 | 1.0225 | -25.278 | 47.6097 | 26.3005 | 0 | 0 | 0 | 1.0225
|  |  | 31.0713 | 4.8378 | -26.2335 | 126.9442 | 0 | 0 | 0 | 4.8378 | -26.2335 | 95.8729 | 31.0713 | 0 | 0 | 0 | 4.8378
|  |  | 33.2435 | 9.8164 | -23.4271 | 168.8728 | 0 | 0 | 0 | 9.8164 | -23.4271 | 135.6293 | 33.2435 | 0 | 0 | 0 | 9.8164
|  |  | 33.9264 | 12.3915 | -21.5349 | 195.2135 | 0 | 0 | 0 | 12.3915 | -21.5349 | 161.2871 | 33.9264 | 0 | 0 | 0 | 12.3915
|  |  | 35.3688 | 12.4246 | -22.9442 | 204.5562 | 0 | 0 | 0 | 12.4246 | -22.9442 | 169.1874 | 35.3688 | 0 | 0 | 0 | 12.4246
|  |  | 34.1685 | 10.7295 | -23.4391 | 197.354 | 0 | 0 | 0 | 10.7295 | -23.4391 | 54.1569 | 34.1685 | 109.0286 | 0 | 98.1257 | 10.7295
|  |  | 35.1159 | 6.7467 | -28.3692 | 173.3805 | 0 | 0 | 0 | 6.7467 | -28.3692 | 0 | 35.1159 | 138.2646 | 0 | 222.5638 | 6.7467
|  |  | 40.4938 | 2.1643 | -38.3296 | 134.0204 | 0 | 0 | 0 | 2.1643 | -38.3296 | 0 | 40.4938 | 93.5266 | 0 | 306.7378 | 2.1643
|  |  | 46.2897 | 0.12374 | -46.1659 | 82.5981 | 0 | 0 | 0 | 0.12374 | -46.1659 | 0 | 46.2897 | 36.3084 | 0 | 339.4153 | 0.12374
|  |  | 46.7678 | 0 | -46.7678 | 33.4673 | 0 | 0 | 0 | 0 | -46.7678 | 0 | 33.4673 | 0 | 13.3004 | 324.6371 | 0
|  |  | 41.1187 | 0 | -41.1187 | 3.4752 | 0 | 0 | 0 | 0 | -41.1187 | 0 | 3.4752 | 0 | 37.6435 | 282.8109 | 0
|  |  | 30.6708 | 0 | -30.6708 | 0 | 0 | 0 | 0 | 0 | -30.6708 | 0 | 0 | 0 | 30.6708 | 248.7323 | 0
|  |  | 23.3615 | 0 | -23.3615 | 0 | 0 | 0 | 0 | 0 | -23.3615 | 0 | 0 | 0 | 23.3615 | 222.7751 | 0
|  |  | 23.6941 | 0 | -23.6941 | 0 | 0 | 0 | 0 | 0 | -23.6941 | 0 | 0 | 0 | 23.6941 | 196.4483 | 0
|  |  | 24.2768 | 0 | -24.2768 | 0 | 0 | 0 | 0 | 0 | -24.2768 | 0 | 0 | 0 | 24.2768 | 169.474 | 0
|  |  | 24.5562 | 0 | -24.5562 | 0 | 0 | 0 | 0 | 0 | -24.5562 | 0 | 0 | 0 | 24.5562 | 142.1894 | 0
|  |  | 24.0861 | 0 | -24.0861 | 0 | 0 | 0 | 0 | 0 | -24.0861 | 0 | 0 | 0 | 24.0861 | 115.4271 | 0
|  |  | 22.6294 | 0 | -22.6294 | 0 | 0 | 0 | 0 | 0 | -22.6294 | 0 | 0 | 0 | 22.6294 | 90.2833 | 0
|  |  | 20.8758 | 0 | -20.8758 | 0 | 0 | 0 | 0 | 0 | -20.8758 | 0 | 0 | 0 | 20.8758 | 67.088 | 0
|  |  | 18.9345 | 0 | -18.9345 | 0 | 0 | 0 | 0 | 0 | -18.9345 | 0 | 0 | 0 | 18.9345 | 46.0496 | 0
|  |  | 15.4144 | 0 | -15.4144 | 0 | 0 | 0 | 0 | 0 | -15.4144 | 0 | 0 | 0 | 15.4144 | 28.9225 | 0
|  |  | 11.7376 | 0 | -11.7376 | 0 | 0 | 0 | 0 | 0 | -11.7376 | 0 | 0 | 0 | 11.7376 | 15.8807 | 0
|  |  | 16.1057 | 0 | -16.1057 | 1.8131 | 0 | 0 | 0 | 0 | -16.1057 | 0 | 1.8131 | 0 | 14.2926 | 2.2059e-15 | 0
|  |  | 19.9504 | 0 | -19.9504 | 21.2539 | 0 | 0 | 0 | 0 | -19.9504 | 1.3035 | 19.9504 | 0 | 1.9853e-15 | 0 | 0
|  |  | 26.3005 | 1.1033 | -25.1972 | 82.5225 | 0 | 0 | 0 | 1.1033 | -25.1972 | 56.222 | 26.3005 | 0 | 0 | 0 | 1.1033
|  |  | 31.0713 | 5.0599 | -26.0114 | 140.3664 | 0 | 0 | 0 | 5.0599 | -26.0114 | 109.2951 | 31.0713 | 0 | 0 | 0 | 5.0599
|  |  | 33.2435 | 10.5819 | -22.6616 | 185.5183 | 0 | 0 | 0 | 10.5819 | -22.6616 | 152.2748 | 33.2435 | 0 | 0 | 0 | 10.5819
|  |  | 33.9264 | 14.3101 | -19.6163 | 214.3773 | 0 | 0 | 0 | 14.3101 | -19.6163 | 180.4509 | 33.9264 | 0 | 0 | 0 | 14.3101
|  |  | 35.3688 | 14.7331 | -20.6357 | 225.1805 | 0 | 0 | 0 | 14.7331 | -20.6357 | 189.8118 | 35.3688 | 0 | 0 | 0 | 14.7331
|  |  | 34.1685 | 11.9075 | -22.261 | 217.8273 | 0 | 0 | 0 | 11.9075 | -22.261 | 131.717 | 34.1685 | 51.9417 | 0 | 46.7476 | 11.9075
|  |  | 35.1159 | 6.5683 | -28.5476 | 192.519 | 0 | 0 | 0 | 6.5683 | -28.5476 | 0 | 35.1159 | 157.4031 | 0 | 188.4104 | 6.5683
|  |  | 40.4938 | 1.8322 | -38.6617 | 150.0868 | 0 | 0 | 0 | 1.8322 | -38.6617 | 0 | 40.4938 | 109.5929 | 0 | 287.044 | 1.8322
|  |  | 46.2897 | 0.12297 | -46.1667 | 94.2827 | 0 | 0 | 0 | 0.12297 | -46.1667 | 0 | 46.2897 | 47.993 | 0 | 330.2378 | 0.12297
|  |  | 46.7678 | 0 | -46.7678 | 41.8782 | 0 | 0 | 0 | 0 | -46.7678 | 0 | 41.8782 | 0 | 4.8895 | 324.805 | 0
|  |  | 41.1187 | 0 | -41.1187 | 3.5507 | 0 | 0 | 0 | 0 | -41.1187 | 0 | 3.5507 | 0 | 37.568 | 283.0628 | 0
|  |  | 30.6708 | 0 | -30.6708 | 0 | 0 | 0 | 0 | 0 | -30.6708 | 0 | 0 | 0 | 30.6708 | 248.9842 | 0
|  |  | 23.3615 | 0 | -23.3615 | 0 | 0 | 0 | 0 | 0 | -23.3615 | 0 | 0 | 0 | 23.3615 | 223.0269 | 0
|  |  | 23.6941 | 0 | -23.6941 | 0 | 0 | 0 | 0 | 0 | -23.6941 | 0 | 0 | 0 | 23.6941 | 196.7001 | 0
|  |  | 24.2768 | 0 | -24.2768 | 0 | 0 | 0 | 0 | 0 | -24.2768 | 0 | 0 | 0 | 24.2768 | 169.7258 | 0
|  |  | 24.5562 | 0 | -24.5562 | 0 | 0 | 0 | 0 | 0 | -24.5562 | 0 | 0 | 0 | 24.5562 | 142.4412 | 0
|  |  | 24.0861 | 0 | -24.0861 | 0 | 0 | 0 | 0 | 0 | -24.0861 | 0 | 0 | 0 | 24.0861 | 115.6789 | 0
|  |  | 22.6294 | 0 | -22.6294 | 0 | 0 | 0 | 0 | 0 | -22.6294 | 0 | 0 | 0 | 22.6294 | 90.5351 | 0
|  |  | 20.8758 | 0 | -20.8758 | 0 | 0 | 0 | 0 | 0 | -20.8758 | 0 | 0 | 0 | 20.8758 | 67.3398 | 0
|  |  | 18.9345 | 0 | -18.9345 | 0 | 0 | 0 | 0 | 0 | -18.9345 | 0 | 0 | 0 | 18.9345 | 46.3015 | 0
|  |  | 15.4144 | 0 | -15.4144 | 0 | 0 | 0 | 0 | 0 | -15.4144 | 0 | 0 | 0 | 15.4144 | 29.1743 | 0
|  |  | 11.7376 | 0 | -11.7376 | 0 | 0 | 0 | 0 | 0 | -11.7376 | 0 | 0 | 0 | 11.7376 | 16.1325 | 0
|  |  | 16.1057 | 0 | -16.1057 | 1.5865 | 0 | 0 | 0 | 0 | -16.1057 | 0 | 1.5865 | 0 | 14.5193 | -2.2157e-15 | 0
|  |  | 19.9504 | 0 | -19.9504 | 22.1856 | 0 | 0 | 0 | 0 | -19.9504 | 2.2353 | 19.9504 | 0 | -1.9941e-15 | 0 | 0
|  |  | 26.3005 | 0.96876 | -25.3318 | 61.7471 | 0 | 0 | 0 | 0.96876 | -25.3318 | 35.4466 | 26.3005 | 0 | 0 | 0 | 0.96876
|  |  | 31.0713 | 4.7747 | -26.2966 | 98.463 | 0 | 0 | 0 | 4.7747 | -26.2966 | 67.3917 | 31.0713 | 0 | 0 | 0 | 4.7747
|  |  | 33.2435 | 10.2436 | -23 | 132.8621 | 0 | 0 | 0 | 10.2436 | -23 | 99.6185 | 33.2435 | 0 | 0 | 0 | 10.2436
|  |  | 33.9264 | 15.5106 | -18.4159 | 182.4965 | 0 | 0 | 0 | 15.5106 | -18.4159 | 148.57 | 33.9264 | 0 | 0 | 0 | 15.5106
|  |  | 35.3688 | 17.1269 | -18.2419 | 165.6243 | 0 | 0 | 0 | 17.1269 | -18.2419 | 33.4197 | 35.3688 | 96.8358 | 0 | 87.1522 | 17.1269
|  |  | 34.1685 | 12.853 | -21.3156 | 142.4565 | 0 | 0 | 0 | 12.853 | -21.3156 | 0 | 34.1685 | 108.288 | 0 | 184.6114 | 12.853
|  |  | 35.1159 | 6.6443 | -28.4716 | 125.4584 | 0 | 0 | 0 | 6.6443 | -28.4716 | 0 | 35.1159 | 90.3425 | 0 | 265.9197 | 6.6443
|  |  | 40.4938 | 1.9679 | -38.5259 | 119.5406 | 0 | 0 | 0 | 1.9679 | -38.5259 | 0 | 40.4938 | 79.0468 | 0 | 337.0618 | 1.9679
|  |  | 46.2897 | 0.1227 | -46.167 | 74.716 | 0 | 0 | 0 | 0.1227 | -46.167 | 0 | 46.2897 | 28.4263 | 0 | 362.6455 | 0.1227
|  |  | 46.7678 | 0 | -46.7678 | 31.5787 | 0 | 0 | 0 | 0 | -46.7678 | 0 | 31.5787 | 0 | 15.1891 | 345.7687 | 0
|  |  | 41.1187 | 0 | -41.1187 | 3.3493 | 0 | 0 | 0 | 0 | -41.1187 | 0 | 3.3493 | 0 | 37.7694 | 303.8027 | 0
|  |  | 30.6708 | 0 | -30.6708 | 0 | 0 | 0 | 0 | 0 | -30.6708 | 0 | 0 | 0 | 30.6708 | 269.7241 | 0
|  |  | 23.3615 | 0 | -23.3615 | 0 | 0 | 0 | 0 | 0 | -23.3615 | 0 | 0 | 0 | 23.3615 | 243.7668 | 0
|  |  | 23.6941 | 0 | -23.6941 | 0 | 0 | 0 | 0 | 0 | -23.6941 | 0 | 0 | 0 | 23.6941 | 217.44 | 0
|  |  | 24.2768 | 0 | -24.2768 | 0 | 0 | 0 | 0 | 0 | -24.2768 | 0 | 0 | 0 | 24.2768 | 190.4657 | 0
|  |  | 24.5562 | 0 | -24.5562 | 0 | 0 | 0 | 0 | 0 | -24.5562 | 0 | 0 | 0 | 24.5562 | 163.1811 | 0
|  |  | 30.2465 | 0 | -30.2465 | 0 | 0 | 0 | 0 | 0 | -30.2465 | 0 | 0 | 0 | 30.2465 | 129.5739 | 0
|  |  | 28.1491 | 0 | -28.1491 | 0 | 0 | 0 | 0 | 0 | -28.1491 | 0 | 0 | 0 | 28.1491 | 98.2971 | 0
|  |  | 25.2107 | 0 | -25.2107 | 0 | 0 | 0 | 0 | 0 | -25.2107 | 0 | 0 | 0 | 25.2107 | 70.2853 | 0
|  |  | 21.4417 | 0 | -21.4417 | 0 | 0 | 0 | 0 | 0 | -21.4417 | 0 | 0 | 0 | 21.4417 | 46.4612 | 0
|  |  | 17.5188 | 0 | -17.5188 | 0 | 0 | 0 | 0 | 0 | -17.5188 | 0 | 0 | 0 | 17.5188 | 26.9958 | 0
|  |  | 14.3414 | 0 | -14.3414 | 0 | 0 | 0 | 0 | 0 | -14.3414 | 0 | 0 | 0 | 14.3414 | 11.061 | 0
|  |  | 11.6673 | 0 | -11.6673 | 1.7124 | 0 | 0 | 0 | 0 | -11.6673 | 0 | 1.7124 | 0 | 9.9549 | 0 | 0
|  |  | 9.167 | 0 | -9.167 | 20.0451 | 0 | 0 | 0 | 0 | -9.167 | 10.8782 | 9.167 | 0 | 0 | 0 | 0
|  |  | 7.1962 | 1.3277 | -5.8685 | 80.4324 | 0 | 0 | 0 | 1.3277 | -5.8685 | 73.2362 | 7.1962 | 0 | 0 | 0 | 1.3277
|  |  | 6.03 | 7.0513 | 1.0213 | 137.4201 | 1.0213 | 0 | 0.91918 | 6.03 | 0 | 131.3901 | 6.03 | 0 | 0 | 0 | 6.03
|  |  | 6.0645 | 13.4362 | 7.3717 | 181.7158 | 7.3717 | 0 | 7.5537 | 6.0645 | 0 | 175.6513 | 6.0645 | 0 | 0 | 0 | 6.0645
|  |  | 6.9622 | 17.2744 | 10.3122 | 209.92 | 10.3122 | 0 | 16.8347 | 6.9622 | 0 | 202.9578 | 6.9622 | 0 | 0 | 0 | 6.9622
|  |  | 9.2104 | 19.4214 | 10.211 | 219.8671 | 10.211 | 0 | 26.0246 | 9.2104 | 0 | 210.6566 | 9.2104 | 0 | 0 | 0 | 9.2104
|  |  | 12.2202 | 16.029 | 3.8088 | 211.7835 | 3.8088 | 0 | 29.4525 | 12.2202 | 0 | 153.331 | 12.2202 | 46.2323 | 0 | 41.6091 | 12.2202
|  |  | 15.3949 | 8.5268 | -6.8681 | 185.9716 | 0 | 6.8681 | 21.8213 | 8.5268 | 0 | 0 | 15.3949 | 170.5767 | 0 | 195.1281 | 8.5268
|  |  | 18.6761 | 2.5707 | -16.1054 | 142.9098 | 0 | 16.1054 | 3.9264 | 2.5707 | 0 | 0 | 18.6761 | 124.2337 | 0 | 306.9385 | 2.5707
|  |  | 22.1391 | 0.21329 | -21.9258 | 88.3649 | 0 | 3.5338 | 0 | 0.21329 | -18.392 | 0 | 22.1391 | 66.2257 | 0 | 366.5416 | 0.21329
|  |  | 26.0591 | 0 | -26.0591 | 38.8312 | 0 | 0 | 0 | 0 | -26.0591 | 0 | 26.0591 | 12.772 | 0 | 378.0365 | 0
|  |  | 29.8278 | 0 | -29.8278 | 3.2737 | 0 | 0 | 0 | 0 | -29.8278 | 0 | 3.2737 | 0 | 26.5541 | 348.5319 | 0
|  |  | 32.3465 | 0 | -32.3465 | 0 | 0 | 0 | 0 | 0 | -32.3465 | 0 | 0 | 0 | 32.3465 | 312.5913 | 0
|  |  | 33.6507 | 0 | -33.6507 | 0 | 0 | 0 | 0 | 0 | -33.6507 | 0 | 0 | 0 | 33.6507 | 275.2017 | 0
|  |  | 34.0882 | 0 | -34.0882 | 0 | 0 | 0 | 0 | 0 | -34.0882 | 0 | 0 | 0 | 34.0882 | 237.3259 | 0
|  |  | 33.501 | 0 | -33.501 | 0 | 0 | 0 | 0 | 0 | -33.501 | 0 | 0 | 0 | 33.501 | 200.1026 | 0
|  |  | 32.1465 | 0 | -32.1465 | 0 | 0 | 0 | 0 | 0 | -32.1465 | 0 | 0 | 0 | 32.1465 | 164.3843 | 0
|  |  | 30.2465 | 0 | -30.2465 | 0 | 0 | 0 | 0 | 0 | -30.2465 | 0 | 0 | 0 | 30.2465 | 130.7771 | 0
|  |  | 28.1491 | 0 | -28.1491 | 0 | 0 | 0 | 0 | 0 | -28.1491 | 0 | 0 | 0 | 28.1491 | 99.5003 | 0
|  |  | 25.2107 | 0 | -25.2107 | 0 | 0 | 0 | 0 | 0 | -25.2107 | 0 | 0 | 0 | 25.2107 | 71.4884 | 0
|  |  | 21.4417 | 0 | -21.4417 | 0 | 0 | 0 | 0 | 0 | -21.4417 | 0 | 0 | 0 | 21.4417 | 47.6643 | 0
|  |  | 17.5188 | 0 | -17.5188 | 0 | 0 | 0 | 0 | 0 | -17.5188 | 0 | 0 | 0 | 17.5188 | 28.199 | 0
|  |  | 14.3414 | 0 | -14.3414 | 0 | 0 | 0 | 0 | 0 | -14.3414 | 0 | 0 | 0 | 14.3414 | 12.2641 | 0
|  |  | 11.6673 | 0 | -11.6673 | 0.62956 | 0 | 0 | 0 | 0 | -11.6673 | 0 | 0.62956 | 0 | 11.0377 | 0 | 0
|  |  | 9.167 | 0.022359 | -9.1446 | 14.2784 | 0 | 0 | 0 | 0.022359 | -9.1446 | 5.1114 | 9.167 | 0 | 0 | 0 | 0.022359
|  |  | 7.1962 | 1.5848 | -5.6114 | 35.0035 | 0 | 0 | 0 | 1.5848 | -5.6114 | 18.6635 | 7.1962 | 9.1438 | 0 | 8.2294 | 1.5848
|  |  | 6.03 | 7.5597 | 1.5297 | 49.9114 | 1.5297 | 0 | 1.3767 | 6.03 | 0 | 0 | 6.03 | 43.8814 | 0 | 47.7226 | 6.03
|  |  | 6.0645 | 15.875 | 9.8105 | 65.8015 | 9.8105 | 0 | 10.2062 | 6.0645 | 0 | 0 | 6.0645 | 59.737 | 0 | 101.4859 | 6.0645
|  |  | 6.9622 | 21.5703 | 14.6081 | 76.504 | 14.6081 | 0 | 23.3535 | 6.9622 | 0 | 0 | 6.9622 | 69.5418 | 0 | 164.0735 | 6.9622
|  |  | 9.2104 | 21.6067 | 12.3963 | 81.3642 | 12.3963 | 0 | 34.5102 | 9.2104 | 0 | 0 | 9.2104 | 72.1537 | 0 | 229.0119 | 9.2104
|  |  | 12.2202 | 16.4127 | 4.1925 | 72.9029 | 4.1925 | 0 | 38.2834 | 12.2202 | 0 | 0 | 12.2202 | 60.6827 | 0 | 283.6263 | 12.2202
|  |  | 15.3949 | 8.9747 | -6.4203 | 67.9168 | 0 | 6.4203 | 31.1498 | 8.9747 | 0 | 0 | 15.3949 | 52.5219 | 0 | 330.896 | 8.9747
|  |  | 18.6761 | 2.6904 | -15.9857 | 50.0373 | 0 | 15.9857 | 13.3879 | 2.6904 | 0 | 0 | 18.6761 | 31.3612 | 0 | 359.1211 | 2.6904
|  |  | 22.1391 | 0.21428 | -21.9248 | 35.6582 | 0 | 12.0491 | 0 | 0.21428 | -9.8757 | 0 | 22.1391 | 13.5191 | 0 | 371.2882 | 0.21428
|  |  | 26.0591 | 0 | -26.0591 | 16.9477 | 0 | 0 | 0 | 0 | -26.0591 | 0 | 16.9477 | 0 | 9.1114 | 361.1645 | 0
|  |  | 29.8278 | 0 | -29.8278 | 1.1836 | 0 | 0 | 0 | 0 | -29.8278 | 0 | 1.1836 | 0 | 28.6443 | 329.3375 | 0
|  |  | 32.3465 | 0 | -32.3465 | 0 | 0 | 0 | 0 | 0 | -32.3465 | 0 | 0 | 0 | 32.3465 | 293.397 | 0
|  |  | 33.6507 | 0 | -33.6507 | 0 | 0 | 0 | 0 | 0 | -33.6507 | 0 | 0 | 0 | 33.6507 | 256.0073 | 0
|  |  | 34.0882 | 0 | -34.0882 | 0 | 0 | 0 | 0 | 0 | -34.0882 | 0 | 0 | 0 | 34.0882 | 218.1315 | 0
|  |  | 33.501 | 0 | -33.501 | 0 | 0 | 0 | 0 | 0 | -33.501 | 0 | 0 | 0 | 33.501 | 180.9082 | 0
|  |  | 32.1465 | 0 | -32.1465 | 0 | 0 | 0 | 0 | 0 | -32.1465 | 0 | 0 | 0 | 32.1465 | 145.1899 | 0
|  |  | 24.0861 | 0 | -24.0861 | 0 | 0 | 0 | 0 | 0 | -24.0861 | 0 | 0 | 0 | 24.0861 | 118.4276 | 0
|  |  | 22.6294 | 0 | -22.6294 | 0 | 0 | 0 | 0 | 0 | -22.6294 | 0 | 0 | 0 | 22.6294 | 93.2838 | 0
|  |  | 20.8758 | 0 | -20.8758 | 0 | 0 | 0 | 0 | 0 | -20.8758 | 0 | 0 | 0 | 20.8758 | 70.0885 | 0
|  |  | 18.9345 | 0 | -18.9345 | 0 | 0 | 0 | 0 | 0 | -18.9345 | 0 | 0 | 0 | 18.9345 | 49.0502 | 0
|  |  | 15.4144 | 0 | -15.4144 | 0 | 0 | 0 | 0 | 0 | -15.4144 | 0 | 0 | 0 | 15.4144 | 31.923 | 0
|  |  | 11.7376 | 0 | -11.7376 | 0 | 0 | 0 | 0 | 0 | -11.7376 | 0 | 0 | 0 | 11.7376 | 18.8812 | 0
|  |  | 16.1057 | 0 | -16.1057 | 1.5613 | 0 | 0 | 0 | 0 | -16.1057 | 0 | 1.5613 | 0 | 14.5444 | 2.7207 | 0
|  |  | 19.9504 | 0 | -19.9504 | 17.5017 | 0 | 0 | 0 | 0 | -19.9504 | 0 | 17.5017 | 0 | 2.4486 | 1.0577e-15 | 0
|  |  | 26.3005 | 0.9624 | -25.3381 | 72.7266 | 0 | 0 | 0 | 0.9624 | -25.3381 | 46.4261 | 26.3005 | -1.1752e-15 | 0 | 0 | 0.9624
|  |  | 31.0713 | 5.1678 | -25.9035 | 126.1887 | 0 | 0 | 0 | 5.1678 | -25.9035 | 95.1174 | 31.0713 | 0 | 0 | 0 | 5.1678
|  |  | 33.2435 | 11.4013 | -21.8423 | 168.6462 | 0 | 0 | 0 | 11.4013 | -21.8423 | 135.4026 | 33.2435 | 0 | 0 | 0 | 11.4013
|  |  | 33.9264 | 15.3642 | -18.5623 | 195.5157 | 0 | 0 | 0 | 15.3642 | -18.5623 | 161.5893 | 33.9264 | 0 | 0 | 0 | 15.3642
|  |  | 35.3688 | 15.3006 | -20.0682 | 205.7901 | 0 | 0 | 0 | 15.3006 | -20.0682 | 170.4214 | 35.3688 | 0 | 0 | 0 | 15.3006
|  |  | 34.1685 | 12.3556 | -21.813 | 199.6456 | 0 | 0 | 0 | 12.3556 | -21.813 | 59.3452 | 34.1685 | 106.1319 | 0 | 95.5187 | 12.3556
|  |  | 35.1159 | 7.2689 | -27.847 | 176.4527 | 0 | 0 | 0 | 7.2689 | -27.847 | 0 | 35.1159 | 141.3368 | 0 | 222.7218 | 7.2689
|  |  | 40.4938 | 2.1925 | -38.3013 | 136.992 | 0 | 0 | 0 | 2.1925 | -38.3013 | 0 | 40.4938 | 96.4981 | 0 | 309.5701 | 2.1925
|  |  | 46.2897 | 0.14693 | -46.1427 | 85.6452 | 0 | 0 | 0 | 0.14693 | -46.1427 | 0 | 46.2897 | 39.3555 | 0 | 344.99 | 0.14693
|  |  | 46.7678 | 0 | -46.7678 | 36.0863 | 0 | 0 | 0 | 0 | -46.7678 | 0 | 36.0863 | 0 | 10.6815 | 333.1218 | 0
|  |  | 41.1187 | 0 | -41.1187 | 3.9033 | 0 | 0 | 0 | 0 | -41.1187 | 0 | 3.9033 | 0 | 37.2154 | 291.7713 | 0
|  |  | 30.6708 | 0 | -30.6708 | 0 | 0 | 0 | 0 | 0 | -30.6708 | 0 | 0 | 0 | 30.6708 | 257.6927 | 0
|  |  | 23.3615 | 0 | -23.3615 | 0 | 0 | 0 | 0 | 0 | -23.3615 | 0 | 0 | 0 | 23.3615 | 231.7354 | 0
|  |  | 23.6941 | 0 | -23.6941 | 0 | 0 | 0 | 0 | 0 | -23.6941 | 0 | 0 | 0 | 23.6941 | 205.4086 | 0
|  |  | 24.2768 | 0 | -24.2768 | 0 | 0 | 0 | 0 | 0 | -24.2768 | 0 | 0 | 0 | 24.2768 | 178.4343 | 0
|  |  | 24.5562 | 0 | -24.5562 | 0 | 0 | 0 | 0 | 0 | -24.5562 | 0 | 0 | 0 | 24.5562 | 151.1497 | 0
|  |  | 24.0861 | 0 | -24.0861 | 0 | 0 | 0 | 0 | 0 | -24.0861 | 0 | 0 | 0 | 24.0861 | 124.3874 | 0
|  |  | 22.6294 | 0 | -22.6294 | 0 | 0 | 0 | 0 | 0 | -22.6294 | 0 | 0 | 0 | 22.6294 | 99.2436 | 0
|  |  | 20.8758 | 0 | -20.8758 | 0 | 0 | 0 | 0 | 0 | -20.8758 | 0 | 0 | 0 | 20.8758 | 76.0483 | 0
|  |  | 18.9345 | 0 | -18.9345 | 0 | 0 | 0 | 0 | 0 | -18.9345 | 0 | 0 | 0 | 18.9345 | 55.01 | 0
|  |  | 15.4144 | 0 | -15.4144 | 0 | 0 | 0 | 0 | 0 | -15.4144 | 0 | 0 | 0 | 15.4144 | 37.8828 | 0
|  |  | 11.7376 | 0 | -11.7376 | 0 | 0 | 0 | 0 | 0 | -11.7376 | 0 | 0 | 0 | 11.7376 | 24.841 | 0
|  |  | 16.1057 | 0 | -16.1057 | 1.108 | 0 | 0 | 0 | 0 | -16.1057 | 0 | 1.108 | 0 | 14.9977 | 8.1769 | 0
|  |  | 19.9504 | 0.011335 | -19.939 | 12.5912 | 0 | 0 | 0 | 0.011335 | -19.939 | 0 | 12.5912 | 0 | 7.3592 | 0 | 0.011335
|  |  | 26.3005 | 1.1994 | -25.1011 | 30.6217 | 0 | 0 | 0 | 1.1994 | -25.1011 | 4.3212 | 26.3005 | 0 | 0 | 0 | 1.1994
|  |  | 31.0713 | 6.3941 | -24.6772 | 59.8081 | 0 | 0 | 0 | 6.3941 | -24.6772 | 28.7368 | 31.0713 | 0 | 0 | 0 | 6.3941
|  |  | 33.2435 | 13.0697 | -20.1739 | 110.9031 | 0 | 0 | 0 | 13.0697 | -20.1739 | 37.0165 | 33.2435 | 40.643 | 0 | 36.5787 | 13.0697
|  |  | 33.9264 | 16.331 | -17.5954 | 91.2105 | 0 | 0 | 0 | 16.331 | -17.5954 | 0 | 33.9264 | 57.284 | 0 | 88.1343 | 16.331
|  |  | 35.3688 | 18.6776 | -16.6912 | 68.4456 | 0 | 0 | 0 | 18.6776 | -16.6912 | 0 | 35.3688 | 33.0768 | 0 | 117.9035 | 18.6776
|  |  | 34.1685 | 16.2323 | -17.9363 | 72.4244 | 0 | 0 | 0 | 16.2323 | -17.9363 | 0 | 34.1685 | 38.2559 | 0 | 152.3338 | 16.2323
|  |  | 35.1159 | 8.3944 | -26.7215 | 90.0521 | 0 | 0 | 0 | 8.3944 | -26.7215 | 0 | 35.1159 | 54.9362 | 0 | 201.7763 | 8.3944
|  |  | 40.4938 | 2.576 | -37.9178 | 120.5983 | 0 | 0 | 0 | 2.576 | -37.9178 | 0 | 40.4938 | 80.1044 | 0 | 273.8703 | 2.576
|  |  | 46.2897 | 0.20374 | -46.0859 | 112.4644 | 0 | 0 | 0 | 0.20374 | -46.0859 | 0 | 46.2897 | 66.1747 | 0 | 333.4275 | 0.20374
|  |  | 46.7678 | 0 | -46.7678 | 36.3381 | 0 | 0 | 0 | 0 | -46.7678 | 0 | 36.3381 | 0 | 10.4296 | 321.839 | 0
|  |  | 41.1187 | 0 | -41.1187 | 6.4719 | 0 | 0 | 0 | 0 | -41.1187 | 0 | 6.4719 | 0 | 34.6468 | 283.3426 | 0
|  |  | 30.6708 | 0 | -30.6708 | 0 | 0 | 0 | 0 | 0 | -30.6708 | 0 | 0 | 0 | 30.6708 | 249.264 | 0
|  |  | 23.3615 | 0 | -23.3615 | 0 | 0 | 0 | 0 | 0 | -23.3615 | 0 | 0 | 0 | 23.3615 | 223.3067 | 0
|  |  | 23.6941 | 0 | -23.6941 | 0 | 0 | 0 | 0 | 0 | -23.6941 | 0 | 0 | 0 | 23.6941 | 196.9799 | 0
|  |  | 24.2768 | 0 | -24.2768 | 0 | 0 | 0 | 0 | 0 | -24.2768 | 0 | 0 | 0 | 24.2768 | 170.0056 | 0
|  |  | 24.5562 | 0 | -24.5562 | 0 | 0 | 0 | 0 | 0 | -24.5562 | 0 | 0 | 0 | 24.5562 | 142.721 | 0
|  |  | 24.0861 | 0 | -24.0861 | 0 | 0 | 0 | 0 | 0 | -24.0861 | 0 | 0 | 0 | 24.0861 | 115.9587 | 0
|  |  | 22.6294 | 0 | -22.6294 | 0 | 0 | 0 | 0 | 0 | -22.6294 | 0 | 0 | 0 | 22.6294 | 90.8149 | 0
|  |  | 20.8758 | 0 | -20.8758 | 0 | 0 | 0 | 0 | 0 | -20.8758 | 0 | 0 | 0 | 20.8758 | 67.6196 | 0
|  |  | 18.9345 | 0 | -18.9345 | 0 | 0 | 0 | 0 | 0 | -18.9345 | 0 | 0 | 0 | 18.9345 | 46.5813 | 0
|  |  | 15.4144 | 0 | -15.4144 | 0 | 0 | 0 | 0 | 0 | -15.4144 | 0 | 0 | 0 | 15.4144 | 29.4541 | 0
|  |  | 11.7376 | 0 | -11.7376 | 0 | 0 | 0 | 0 | 0 | -11.7376 | 0 | 0 | 0 | 11.7376 | 16.4123 | 0
|  |  | 16.1057 | 0 | -16.1057 | 1.3347 | 0 | 0 | 0 | 0 | -16.1057 | 0 | 1.3347 | 0 | 14.7711 | -2.1412e-15 | 0
|  |  | 19.9504 | 0 | -19.9504 | 20.7251 | 0 | 0 | 0 | 0 | -19.9504 | 0.7747 | 19.9504 | 0 | -1.9271e-15 | 0 | 0
|  |  | 26.3005 | 1.4254 | -24.8751 | 34.4243 | 0 | 0 | 0 | 1.4254 | -24.8751 | 5.9129 | 26.3005 | 2.2109 | 0 | 1.9898 | 1.4254
|  |  | 31.0713 | 7.5992 | -23.4721 | 32.2838 | 0 | 0 | 0 | 7.5992 | -23.4721 | 0 | 31.0713 | 1.2125 | 0 | 3.081 | 7.5992
|  |  | 33.2435 | 15.576 | -17.6675 | 30.4706 | 0 | 0 | 0 | 15.576 | -17.6675 | 0 | 30.4706 | 0 | 2.7729 | 0 | 15.576
|  |  | 33.9264 | 20.2772 | -13.6492 | 77.5868 | 0 | 0 | 0 | 20.2772 | -13.6492 | 43.6604 | 33.9264 | 0 | 0 | 0 | 20.2772
|  |  | 35.3688 | 20.6925 | -14.6763 | 118.6592 | 0 | 0 | 0 | 20.6925 | -14.6763 | 69.4889 | 35.3688 | 13.8016 | 0 | 12.4214 | 20.6925
|  |  | 34.1685 | 16.3649 | -17.8036 | 158.5984 | 0 | 0 | 0 | 16.3649 | -17.8036 | 0 | 34.1685 | 124.4299 | 0 | 124.4083 | 16.3649
|  |  | 35.1159 | 8.9142 | -26.2017 | 156.8105 | 0 | 0 | 0 | 8.9142 | -26.2017 | 0 | 35.1159 | 121.6946 | 0 | 233.9334 | 8.9142
|  |  | 40.4938 | 2.5367 | -37.9571 | 127.2968 | 0 | 0 | 0 | 2.5367 | -37.9571 | 0 | 40.4938 | 86.8029 | 0 | 312.056 | 2.5367
|  |  | 46.2897 | 0.16982 | -46.1199 | 94.736 | 0 | 0 | 0 | 0.16982 | -46.1199 | 0 | 46.2897 | 48.4463 | 0 | 355.6577 | 0.16982
|  |  | 46.7678 | 0 | -46.7678 | 44.5224 | 0 | 0 | 0 | 0 | -46.7678 | 0 | 44.5224 | 0 | 2.2454 | 353.1628 | 0
|  |  | 41.1187 | 0 | -41.1187 | 6.7489 | 0 | 0 | 0 | 0 | -41.1187 | 0 | 6.7489 | 0 | 34.3698 | 314.9742 | 0
|  |  | 30.6708 | 0 | -30.6708 | 0 | 0 | 0 | 0 | 0 | -30.6708 | 0 | 0 | 0 | 30.6708 | 280.8955 | 0
|  |  | 23.3615 | 0 | -23.3615 | 0 | 0 | 0 | 0 | 0 | -23.3615 | 0 | 0 | 0 | 23.3615 | 254.9383 | 0
|  |  | 23.6941 | 0 | -23.6941 | 0 | 0 | 0 | 0 | 0 | -23.6941 | 0 | 0 | 0 | 23.6941 | 228.6115 | 0
|  |  | 24.2768 | 0 | -24.2768 | 0 | 0 | 0 | 0 | 0 | -24.2768 | 0 | 0 | 0 | 24.2768 | 201.6372 | 0
|  |  | 24.5562 | 0 | -24.5562 | 0 | 0 | 0 | 0 | 0 | -24.5562 | 0 | 0 | 0 | 24.5562 | 174.3526 | 0
|  |  | 24.0861 | 0 | -24.0861 | 0 | 0 | 0 | 0 | 0 | -24.0861 | 0 | 0 | 0 | 24.0861 | 147.5903 | 0
|  |  | 22.6294 | 0 | -22.6294 | 0 | 0 | 0 | 0 | 0 | -22.6294 | 0 | 0 | 0 | 22.6294 | 122.4465 | 0
|  |  | 20.8758 | 0 | -20.8758 | 0 | 0 | 0 | 0 | 0 | -20.8758 | 0 | 0 | 0 | 20.8758 | 99.2512 | 0
|  |  | 18.9345 | 0 | -18.9345 | 0 | 0 | 0 | 0 | 0 | -18.9345 | 0 | 0 | 0 | 18.9345 | 78.2129 | 0
|  |  | 15.4144 | 0 | -15.4144 | 0 | 0 | 0 | 0 | 0 | -15.4144 | 0 | 0 | 0 | 15.4144 | 61.0857 | 0
|  |  | 11.7376 | 0 | -11.7376 | 0 | 0 | 0 | 0 | 0 | -11.7376 | 0 | 0 | 0 | 11.7376 | 48.0439 | 0
|  |  | 16.1057 | 0 | -16.1057 | 0.45328 | 0 | 0 | 0 | 0 | -16.1057 | 0 | 0.45328 | 0 | 15.6525 | 30.6523 | 0
|  |  | 19.9504 | 0.034053 | -19.9163 | 9.1664 | 0 | 0 | 0 | 0.034053 | -19.9163 | 0 | 9.1664 | 0 | 10.784 | 18.6701 | 0.034053
|  |  | 26.3005 | 1.2793 | -25.0212 | 9.5693 | 0 | 0 | 0 | 1.2793 | -25.0212 | 0 | 9.5693 | 0 | 16.7312 | 0.079797 | 1.2793
|  |  | 31.0713 | 6.3427 | -24.7286 | 30.9995 | 0 | 0 | 0 | 6.3427 | -24.7286 | 0 | 30.9995 | 0 | 0.071818 | 0 | 6.3427
|  |  | 33.2435 | 14.0755 | -19.168 | 70.9639 | 0 | 0 | 0 | 14.0755 | -19.168 | 37.7203 | 33.2435 | 0 | 0 | 0 | 14.0755
|  |  | 33.9264 | 20.033 | -13.8934 | 129.1603 | 0 | 0 | 0 | 20.033 | -13.8934 | 28.7802 | 33.9264 | 66.4536 | 0 | 59.8082 | 20.033
|  |  | 35.3688 | 22.7794 | -12.5894 | 148.1981 | 0 | 0 | 0 | 22.7794 | -12.5894 | 0 | 35.3688 | 112.8293 | 0 | 161.3546 | 22.7794
|  |  | 34.1685 | 19.5122 | -14.6563 | 140.0138 | 0 | 0 | 0 | 19.5122 | -14.6563 | 0 | 34.1685 | 105.8453 | 0 | 256.6154 | 19.5122
|  |  | 35.1159 | 10.5416 | -24.5743 | 121.4293 | 0 | 0 | 0 | 10.5416 | -24.5743 | 0 | 35.1159 | 86.3134 | 0 | 334.2974 | 10.5416
|  |  | 40.4938 | 3.0142 | -37.4796 | 105.9421 | 0 | 0 | 0 | 3.0142 | -37.4796 | 0 | 40.4938 | 65.4483 | 0 | 393.2009 | 3.0142
|  |  | 46.2897 | 0.26033 | -46.0293 | 54.5198 | 0 | 0 | 0 | 0.26033 | -46.0293 | 0 | 46.2897 | 8.2301 | 0 | 400.608 | 0.26033
|  |  | 46.7678 | 0 | -46.7678 | 26.5674 | 0 | 0 | 0 | 0 | -46.7678 | 0 | 26.5674 | 0 | 20.2004 | 378.1631 | 0
|  |  | 41.1187 | 0 | -41.1187 | 1.5613 | 0 | 0 | 0 | 0 | -41.1187 | 0 | 1.5613 | 0 | 39.5574 | 334.2105 | 0
|  |  | 30.6708 | 0 | -30.6708 | 0 | 0 | 0 | 0 | 0 | -30.6708 | 0 | 0 | 0 | 30.6708 | 300.1318 | 0
|  |  | 23.3615 | 0 | -23.3615 | 0 | 0 | 0 | 0 | 0 | -23.3615 | 0 | 0 | 0 | 23.3615 | 274.1746 | 0
|  |  | 23.6941 | 0 | -23.6941 | 0 | 0 | 0 | 0 | 0 | -23.6941 | 0 | 0 | 0 | 23.6941 | 247.8478 | 0
|  |  | 24.2768 | 0 | -24.2768 | 0 | 0 | 0 | 0 | 0 | -24.2768 | 0 | 0 | 0 | 24.2768 | 220.8735 | 0
|  |  | 24.5562 | 0 | -24.5562 | 0 | 0 | 0 | 0 | 0 | -24.5562 | 0 | 0 | 0 | 24.5562 | 193.5889 | 0
|  |  | 24.0861 | 0 | -24.0861 | 0 | 0 | 0 | 0 | 0 | -24.0861 | 0 | 0 | 0 | 24.0861 | 166.8266 | 0
|  |  | 22.6294 | 0 | -22.6294 | 0 | 0 | 0 | 0 | 0 | -22.6294 | 0 | 0 | 0 | 22.6294 | 141.6828 | 0
|  |  | 20.8758 | 0 | -20.8758 | 0 | 0 | 0 | 0 | 0 | -20.8758 | 0 | 0 | 0 | 20.8758 | 118.4875 | 0
|  |  | 18.9345 | 0 | -18.9345 | 0 | 0 | 0 | 0 | 0 | -18.9345 | 0 | 0 | 0 | 18.9345 | 97.4492 | 0
|  |  | 15.4144 | 0 | -15.4144 | 0 | 0 | 0 | 0 | 0 | -15.4144 | 0 | 0 | 0 | 15.4144 | 80.322 | 0
|  |  | 11.7376 | 0 | -11.7376 | 0 | 0 | 0 | 0 | 0 | -11.7376 | 0 | 0 | 0 | 11.7376 | 67.2802 | 0
|  |  | 16.1057 | 0 | -16.1057 | 1.108 | 0 | 0 | 0 | 0 | -16.1057 | 0 | 1.108 | 0 | 14.9977 | 50.6161 | 0
|  |  | 19.9504 | 0 | -19.9504 | 26.8696 | 0 | 0 | 0 | 0 | -19.9504 | 0 | 19.9504 | 6.9192 | 0 | 56.8433 | 0
|  |  | 26.3005 | 1.3929 | -24.9076 | 67.9168 | 0 | 0 | 0 | 1.3929 | -24.9076 | 0 | 26.3005 | 41.6163 | 0 | 94.298 | 1.3929
|  |  | 31.0713 | 7.316 | -23.7553 | 63.6862 | 0 | 0 | 0 | 7.316 | -23.7553 | 0 | 31.0713 | 32.6149 | 0 | 123.6514 | 7.316
|  |  | 33.2435 | 15.8329 | -17.4106 | 17.2247 | 0 | 0 | 0 | 15.8329 | -17.4106 | 0 | 17.2247 | 0 | 16.0188 | 105.8527 | 15.8329
|  |  | 33.9264 | 20.6343 | -13.2922 | 19.5667 | 0 | 0 | 0 | 20.6343 | -13.2922 | 0 | 19.5667 | 0 | 14.3597 | 89.8974 | 20.6343
|  |  | 35.3688 | 21.6099 | -13.7588 | 118.0548 | 0 | 0 | 0 | 21.6099 | -13.7588 | 0 | 35.3688 | 82.6861 | 0 | 164.3149 | 21.6099
|  |  | 34.1685 | 18.3501 | -15.8184 | 129.0847 | 0 | 0 | 0 | 18.3501 | -15.8184 | 0 | 34.1685 | 94.9162 | 0 | 249.7394 | 18.3501
|  |  | 35.1159 | 10.3279 | -24.788 | 126.1384 | 0 | 0 | 0 | 10.3279 | -24.788 | 0 | 35.1159 | 91.0225 | 0 | 331.6596 | 10.3279
|  |  | 40.4938 | 3.1458 | -37.348 | 56.761 | 0 | 0 | 0 | 3.1458 | -37.348 | 0 | 40.4938 | 16.2672 | 0 | 346.3001 | 3.1458
|  |  | 46.2897 | 0.2826 | -46.0071 | 68.2442 | 0 | 0 | 0 | 0.2826 | -46.0071 | 0 | 46.2897 | 21.9545 | 0 | 366.0591 | 0.2826
|  |  | 46.7678 | 0 | -46.7678 | 29.8159 | 0 | 0 | 0 | 0 | -46.7678 | 0 | 29.8159 | 0 | 16.9519 | 347.2237 | 0
|  |  | 41.1187 | 0 | -41.1187 | 2.342 | 0 | 0 | 0 | 0 | -41.1187 | 0 | 2.342 | 0 | 38.7767 | 304.1384 | 0
|  |  | 30.6708 | 0 | -30.6708 | 0 | 0 | 0 | 0 | 0 | -30.6708 | 0 | 0 | 0 | 30.6708 | 270.0598 | 0
|  |  | 23.3615 | 0 | -23.3615 | 0 | 0 | 0 | 0 | 0 | -23.3615 | 0 | 0 | 0 | 23.3615 | 244.1026 | 0
|  |  | 23.6941 | 0 | -23.6941 | 0 | 0 | 0 | 0 | 0 | -23.6941 | 0 | 0 | 0 | 23.6941 | 217.7758 | 0
|  |  | 24.2768 | 0 | -24.2768 | 0 | 0 | 0 | 0 | 0 | -24.2768 | 0 | 0 | 0 | 24.2768 | 190.8015 | 0
|  |  | 24.5562 | 0 | -24.5562 | 0 | 0 | 0 | 0 | 0 | -24.5562 | 0 | 0 | 0 | 24.5562 | 163.5169 | 0
|  |  | 30.2465 | 0 | -30.2465 | 0 | 0 | 0 | 0 | 0 | -30.2465 | 0 | 0 | 0 | 30.2465 | 129.9097 | 0
|  |  | 28.1491 | 0 | -28.1491 | 0 | 0 | 0 | 0 | 0 | -28.1491 | 0 | 0 | 0 | 28.1491 | 98.6329 | 0
|  |  | 25.2107 | 0 | -25.2107 | 0 | 0 | 0 | 0 | 0 | -25.2107 | 0 | 0 | 0 | 25.2107 | 70.621 | 0
|  |  | 21.4417 | 0 | -21.4417 | 0 | 0 | 0 | 0 | 0 | -21.4417 | 0 | 0 | 0 | 21.4417 | 46.797 | 0
|  |  | 17.5188 | 0 | -17.5188 | 0 | 0 | 0 | 0 | 0 | -17.5188 | 0 | 0 | 0 | 17.5188 | 27.3316 | 0
|  |  | 14.3414 | 0 | -14.3414 | 0 | 0 | 0 | 0 | 0 | -14.3414 | 0 | 0 | 0 | 14.3414 | 11.3967 | 0
|  |  | 11.6673 | 0 | -11.6673 | 1.4102 | 0 | 0 | 0 | 0 | -11.6673 | 0 | 1.4102 | 0 | 10.2571 | 2.155e-15 | 0
|  |  | 9.167 | 0.011195 | -9.1558 | 20.6495 | 0 | 0 | 0 | 0.011195 | -9.1558 | 11.4826 | 9.167 | 0 | 1.9395e-15 | 0 | 0.011195
|  |  | 7.1962 | 1.2873 | -5.9089 | 85.3933 | 0 | 0 | 0 | 1.2873 | -5.9089 | 78.1971 | 7.1962 | 0 | 0 | 0 | 1.2873
|  |  | 6.03 | 5.9282 | -0.1018 | 149.4824 | 0 | 0 | 0 | 5.9282 | -0.1018 | 143.4524 | 6.03 | 0 | 0 | 0 | 5.9282
|  |  | 6.0645 | 12.6542 | 6.5897 | 202.8186 | 6.5897 | 0 | 5.9308 | 6.0645 | 0 | 196.7542 | 6.0645 | 0 | 0 | 0 | 6.0645
|  |  | 6.9622 | 18.3074 | 11.3452 | 138.3518 | 11.3452 | 0 | 16.1415 | 6.9622 | 0 | 131.3896 | 6.9622 | 0 | 0 | 0 | 6.9622
|  |  | 9.2104 | 19.8074 | 10.597 | 145.9065 | 10.597 | 0 | 25.6788 | 9.2104 | 0 | 136.6961 | 9.2104 | 0 | 0 | 0 | 9.2104
|  |  | 12.2202 | 15.7715 | 3.5512 | 137.823 | 3.5512 | 0 | 28.8749 | 12.2202 | 0 | 125.6027 | 12.2202 | 0 | 0 | 0 | 12.2202
|  |  | 15.3949 | 8.9026 | -6.4923 | 125.2822 | 0 | 6.4923 | 21.6612 | 8.9026 | 0 | 6.8904 | 15.3949 | 102.9969 | 0 | 92.6972 | 8.9026
|  |  | 18.6761 | 2.8814 | -15.7947 | 101.6359 | 0 | 15.7947 | 4.1116 | 2.8814 | 0 | 0 | 18.6761 | 82.9599 | 0 | 167.361 | 2.8814
|  |  | 22.1391 | 0.24824 | -21.8909 | 67.7909 | 0 | 3.7004 | 0 | 0.24824 | -18.1905 | 0 | 22.1391 | 45.6518 | 0 | 208.4476 | 0.24824
|  |  | 26.0591 | 0 | -26.0591 | 31.2513 | 0 | 0 | 0 | 0 | -26.0591 | 0 | 26.0591 | 5.1922 | 0 | 213.1206 | 0
|  |  | 29.8278 | 0 | -29.8278 | 3.7522 | 0 | 0 | 0 | 0 | -29.8278 | 0 | 3.7522 | 0 | 26.0757 | 184.1476 | 0
|  |  | 32.3465 | 0 | -32.3465 | 0 | 0 | 0 | 0 | 0 | -32.3465 | 0 | 0 | 0 | 32.3465 | 148.2071 | 0
|  |  | 33.6507 | 0 | -33.6507 | 0 | 0 | 0 | 0 | 0 | -33.6507 | 0 | 0 | 0 | 33.6507 | 110.8174 | 0
|  |  | 34.0882 | 0 | -34.0882 | 0 | 0 | 0 | 0 | 0 | -34.0882 | 0 | 0 | 0 | 34.0882 | 72.9416 | 0
|  |  | 33.501 | 0 | -33.501 | 0 | 0 | 0 | 0 | 0 | -33.501 | 0 | 0 | 0 | 33.501 | 35.7183 | 0
|  |  | 32.1465 | 0 | -32.1465 | 0 | 0 | 0 | 0 | 0 | -32.1465 | 0 | 0 | 0 | 32.1465 | -5.1698e-15 | 0
Note on O1: [Threaded comment] Your version of Excel allows you to read this threaded comment; however, any edits to it will get removed if the file is opened in a newer version of Excel. Learn more: https://go.microsoft.com/fwlink/?linkid=870924 Comment: Net energy that goes to the battery or comes out to supply the shortage
Note on J3: [Threaded comment] Your version of Excel allows you to read this threaded comment; however, any edits to it will get removed if the file is opened in a newer version of Excel. Learn more: https://go.microsoft.com/fwlink/?linkid=870924 Comment: Here we are in charging flow. So it will compare between the minimum of the Surplus t vs max charge power vs (Total capacity - SoB t-1)/charge efficiency We divide by charge efficiency bc we are looking at the capacity of the battery, we are looking "inside" so we divide it to have how much can actually gets in.
Note on L3: [Threaded comment] Your version of Excel allows you to read this threaded comment; however, any edits to it will get removed if the file is opened in a newer version of Excel. Learn more: https://go.microsoft.com/fwlink/?linkid=870924 Comment: Here is the state of Battery, if it is a surplus, then it gets in the surplus minus the charge loss, if it is a shortage, then it gets out (subtracting) the (shortage at time t PLUS the discharge loss ) this would be the total energy we need to extract for the battery for that shortage